## Bus
Bus number | Name | Bus Voltage Level | Load flow area number | Loss zone number | Type | Final voltage | Final angle | Load MW | Load MVAR | Generation MW | Generation MVAR | Base KV | Desired volts | Maximum MVAR | Minimum MVAR | Shunt conductance G | Shunt susceptance B | Remote controlled bus number
1 | Riversde | V2 | 1 | 1 | 2 | 0.955 | 10.67 | 51 | 27 | 0 | 0 | 0 | 0.955 | 15 | -5 | 0 | 0 | 0
2 | Pokagon | V2 | 1 | 1 | 0 | 0.971 | 11.22 | 20 | 9 | 0 | 0 | 0 | 0 | 0 | 0 | 0 | 0 | 0
3 | HickryCk | V2 | 1 | 1 | 0 | 0.968 | 11.56 | 39 | 10 | 0 | 0 | 0 | 0 | 0 | 0 | 0 | 0 | 0
4 | NwCarlsl | V2 | 1 | 1 | 2 | 0.998 | 15.28 | 30 | 12 | -9 | 0 | 0 | 0.998 | 300 | -300 | 0 | 0 | 0
5 | Olive | V2 | 1 | 1 | 0 | 1.002 | 15.73 | 0 | 0 | 0 | 0 | 0 | 0 | 0 | 0 | 0 | -0.4 | 0
6 | Kankakee | V2 | 1 | 1 | 2 | 0.99 | 13 | 52 | 22 | 0 | 0 | 0 | 0.99 | 50 | -13 | 0 | 0 | 0
7 | JacksnRd | V2 | 1 | 1 | 0 | 0.989 | 12.56 | 19 | 2 | 0 | 0 | 0 | 0 | 0 | 0 | 0 | 0 | 0
8 | Olive | V1 | 1 | 1 | 2 | 1.015 | 20.77 | 0 | 0 | -28 | 0 | 0 | 1.015 | 300 | -300 | 0 | 0 | 0
9 | Bequine | V1 | 1 | 1 | 0 | 1.043 | 28.02 | 0 | 0 | 0 | 0 | 0 | 0 | 0 | 0 | 0 | 0 | 0
10 | Breed | V1 | 1 | 1 | 2 | 1.05 | 35.61 | 0 | 0 | 450 | 0 | 0 | 1.05 | 200 | -147 | 0 | 0 | 0
11 | SouthBnd | V2 | 1 | 1 | 0 | 0.985 | 12.72 | 70 | 23 | 0 | 0 | 0 | 0 | 0 | 0 | 0 | 0 | 0
12 | TwinBrch | V2 | 1 | 1 | 2 | 0.99 | 12.2 | 47 | 10 | 85 | 0 | 0 | 0.99 | 120 | -35 | 0 | 0 | 0
13 | Concord | V2 | 1 | 1 | 0 | 0.968 | 11.35 | 34 | 16 | 0 | 0 | 0 | 0 | 0 | 0 | 0 | 0 | 0
14 | GoshenJt | V2 | 1 | 1 | 0 | 0.984 | 11.5 | 14 | 1 | 0 | 0 | 0 | 0 | 0 | 0 | 0 | 0 | 0
15 | FtWayne | V2 | 1 | 1 | 2 | 0.97 | 11.23 | 90 | 30 | 0 | 0 | 0 | 0.97 | 30 | -10 | 0 | 0 | 0
16 | N. E. | V2 | 1 | 1 | 0 | 0.984 | 11.91 | 25 | 10 | 0 | 0 | 0 | 0 | 0 | 0 | 0 | 0 | 0
17 | Sorenson | V2 | 1 | 1 | 0 | 0.995 | 13.74 | 11 | 3 | 0 | 0 | 0 | 0 | 0 | 0 | 0 | 0 | 0
18 | McKinley | V2 | 1 | 1 | 2 | 0.973 | 11.53 | 60 | 34 | 0 | 0 | 0 | 0.973 | 50 | -16 | 0 | 0 | 0
19 | Lincoln | V2 | 1 | 1 | 2 | 0.963 | 11.05 | 45 | 25 | 0 | 0 | 0 | 0.962 | 24 | -8 | 0 | 0 | 0
20 | Adams | V2 | 1 | 1 | 0 | 0.958 | 11.93 | 18 | 3 | 0 | 0 | 0 | 0 | 0 | 0 | 0 | 0 | 0
21 | Jay | V2 | 1 | 1 | 0 | 0.959 | 13.52 | 14 | 8 | 0 | 0 | 0 | 0 | 0 | 0 | 0 | 0 | 0
22 | Randolph | V2 | 1 | 1 | 0 | 0.97 | 16.08 | 10 | 5 | 0 | 0 | 0 | 0 | 0 | 0 | 0 | 0 | 0
23 | CollCrnr | V2 | 1 | 1 | 0 | 1 | 21 | 7 | 3 | 0 | 0 | 0 | 0 | 0 | 0 | 0 | 0 | 0
24 | Trenton | V2 | 1 | 1 | 2 | 0.992 | 20.89 | 0 | 0 | -13 | 0 | 0 | 0.992 | 300 | -300 | 0 | 0 | 0
25 | TannrsCk | V2 | 1 | 1 | 2 | 1.05 | 27.93 | 0 | 0 | 220 | 0 | 0 | 1.05 | 140 | -47 | 0 | 0 | 0
26 | TannrsCk | V1 | 1 | 1 | 2 | 1.015 | 29.71 | 0 | 0 | 314 | 0 | 0 | 1.015 | 1000 | -1000 | 0 | 0 | 0
27 | Madison | V2 | 1 | 1 | 2 | 0.968 | 15.35 | 62 | 13 | -9 | 0 | 0 | 0.968 | 300 | -300 | 0 | 0 | 0
28 | Mullin | V2 | 1 | 1 | 0 | 0.962 | 13.62 | 17 | 7 | 0 | 0 | 0 | 0 | 0 | 0 | 0 | 0 | 0
29 | Grant | V2 | 1 | 1 | 0 | 0.963 | 12.63 | 24 | 4 | 0 | 0 | 0 | 0 | 0 | 0 | 0 | 0 | 0
30 | Sorenson | V1 | 1 | 1 | 0 | 0.968 | 18.79 | 0 | 0 | 0 | 0 | 0 | 0 | 0 | 0 | 0 | 0 | 0
31 | DeerCrk | V2 | 1 | 1 | 2 | 0.967 | 12.75 | 43 | 27 | 7 | 0 | 0 | 0.967 | 300 | -300 | 0 | 0 | 0
32 | Delaware | V2 | 1 | 1 | 2 | 0.964 | 14.8 | 59 | 23 | 0 | 0 | 0 | 0.963 | 42 | -14 | 0 | 0 | 0
33 | Haviland | V2 | 1 | 1 | 0 | 0.972 | 10.63 | 23 | 9 | 0 | 0 | 0 | 0 | 0 | 0 | 0 | 0 | 0
34 | Rockhill | V2 | 1 | 1 | 2 | 0.986 | 11.3 | 59 | 26 | 0 | 0 | 0 | 0.984 | 24 | -8 | 0 | 0.14 | 0
35 | WestLima | V2 | 1 | 1 | 0 | 0.981 | 10.87 | 33 | 9 | 0 | 0 | 0 | 0 | 0 | 0 | 0 | 0 | 0
36 | Sterling | V2 | 1 | 1 | 2 | 0.98 | 10.87 | 31 | 17 | 0 | 0 | 0 | 0.98 | 24 | -8 | 0 | 0 | 0
37 | EastLima | V2 | 1 | 1 | 0 | 0.992 | 11.77 | 0 | 0 | 0 | 0 | 0 | 0 | 0 | 0 | 0 | -0.25 | 0
38 | EastLima | V1 | 1 | 1 | 0 | 0.962 | 16.91 | 0 | 0 | 0 | 0 | 0 | 0 | 0 | 0 | 0 | 0 | 0
39 | NwLibrty | V2 | 1 | 1 | 0 | 0.97 | 8.41 | 27 | 11 | 0 | 0 | 0 | 0 | 0 | 0 | 0 | 0 | 0
40 | West End | V2 | 1 | 1 | 2 | 0.97 | 7.35 | 20 | 23 | -46 | 0 | 0 | 0.97 | 300 | -300 | 0 | 0 | 0
41 | S.Tiffin | V2 | 1 | 1 | 0 | 0.967 | 6.92 | 37 | 10 | 0 | 0 | 0 | 0 | 0 | 0 | 0 | 0 | 0
42 | Howard | V2 | 1 | 1 | 2 | 0.985 | 8.53 | 37 | 23 | -59 | 0 | 0 | 0.985 | 300 | -300 | 0 | 0 | 0
43 | S.Kenton | V2 | 1 | 1 | 0 | 0.978 | 11.28 | 18 | 7 | 0 | 0 | 0 | 0 | 0 | 0 | 0 | 0 | 0
44 | WMVernon | V2 | 1 | 1 | 0 | 0.985 | 13.82 | 16 | 8 | 0 | 0 | 0 | 0 | 0 | 0 | 0 | 0.1 | 0
45 | N.Newark | V2 | 1 | 1 | 0 | 0.987 | 15.67 | 53 | 22 | 0 | 0 | 0 | 0 | 0 | 0 | 0 | 0.1 | 0
46 | W.Lancst | V2 | 1 | 1 | 2 | 1.005 | 18.49 | 28 | 10 | 19 | 0 | 0 | 1.005 | 100 | -100 | 0 | 0.1 | 0
47 | Crooksvl | V2 | 1 | 1 | 0 | 1.017 | 20.73 | 34 | 0 | 0 | 0 | 0 | 0 | 0 | 0 | 0 | 0 | 0
48 | Zanesvll | V2 | 1 | 1 | 0 | 1.021 | 19.93 | 20 | 11 | 0 | 0 | 0 | 0 | 0 | 0 | 0 | 0.15 | 0
49 | Philo | V2 | 1 | 1 | 2 | 1.025 | 20.94 | 87 | 30 | 204 | 0 | 0 | 1.025 | 210 | -85 | 0 | 0 | 0
50 | WCambrdg | V2 | 1 | 1 | 0 | 1.001 | 18.9 | 17 | 4 | 0 | 0 | 0 | 0 | 0 | 0 | 0 | 0 | 0
51 | Newcmrst | V2 | 1 | 1 | 0 | 0.967 | 16.28 | 17 | 8 | 0 | 0 | 0 | 0 | 0 | 0 | 0 | 0 | 0
52 | SCoshoct | V2 | 1 | 1 | 0 | 0.957 | 15.32 | 18 | 5 | 0 | 0 | 0 | 0 | 0 | 0 | 0 | 0 | 0
53 | Wooster | V2 | 1 | 1 | 0 | 0.946 | 14.35 | 23 | 11 | 0 | 0 | 0 | 0 | 0 | 0 | 0 | 0 | 0
54 | Torrey | V2 | 1 | 1 | 2 | 0.955 | 15.26 | 113 | 32 | 48 | 0 | 0 | 0.955 | 300 | -300 | 0 | 0 | 0
55 | Wagenhls | V2 | 1 | 1 | 2 | 0.952 | 14.97 | 63 | 22 | 0 | 0 | 0 | 0.952 | 23 | -8 | 0 | 0 | 0
56 | Sunnysde | V2 | 1 | 1 | 2 | 0.954 | 15.16 | 84 | 18 | 0 | 0 | 0 | 0.954 | 15 | -8 | 0 | 0 | 0
57 | WNwPhil1 | V2 | 1 | 1 | 0 | 0.971 | 16.36 | 12 | 3 | 0 | 0 | 0 | 0 | 0 | 0 | 0 | 0 | 0
58 | WNwPhil2 | V2 | 1 | 1 | 0 | 0.959 | 15.51 | 12 | 3 | 0 | 0 | 0 | 0 | 0 | 0 | 0 | 0 | 0
59 | Tidd | V2 | 1 | 1 | 2 | 0.985 | 19.37 | 277 | 113 | 155 | 0 | 0 | 0.985 | 180 | -60 | 0 | 0 | 0
60 | SWKammer | V2 | 1 | 1 | 0 | 0.993 | 23.15 | 78 | 3 | 0 | 0 | 0 | 0 | 0 | 0 | 0 | 0 | 0
61 | W.Kammer | V2 | 1 | 1 | 2 | 0.995 | 24.04 | 0 | 0 | 160 | 0 | 0 | 0.995 | 300 | -100 | 0 | 0 | 0
62 | Natrium | V2 | 1 | 1 | 2 | 0.998 | 23.43 | 77 | 14 | 0 | 0 | 0 | 0.998 | 20 | -20 | 0 | 0 | 0
63 | Tidd | V1 | 1 | 1 | 0 | 0.969 | 22.75 | 0 | 0 | 0 | 0 | 0 | 0 | 0 | 0 | 0 | 0 | 0
64 | Kammer | V1 | 1 | 1 | 0 | 0.984 | 24.52 | 0 | 0 | 0 | 0 | 0 | 0 | 0 | 0 | 0 | 0 | 0
65 | Muskngum | V1 | 1 | 1 | 2 | 1.005 | 27.65 | 0 | 0 | 391 | 0 | 0 | 1.005 | 200 | -67 | 0 | 0 | 0
66 | Muskngum | V2 | 1 | 1 | 2 | 1.05 | 27.48 | 39 | 18 | 392 | 0 | 0 | 1.05 | 200 | -67 | 0 | 0 | 0
67 | Summerfl | V2 | 1 | 1 | 0 | 1.02 | 24.84 | 28 | 7 | 0 | 0 | 0 | 0 | 0 | 0 | 0 | 0 | 0
68 | Sporn | V1 | 1 | 1 | 0 | 1.003 | 27.55 | 0 | 0 | 0 | 0 | 0 | 0 | 0 | 0 | 0 | 0 | 0
69 | Sporn | V2 | 1 | 1 | 3 | 1.035 | 30 | 0 | 0 | 516.4 | 0 | 0 | 1.035 | 300 | -300 | 0 | 0 | 0
70 | Portsmth | V2 | 1 | 1 | 2 | 0.984 | 22.58 | 66 | 20 | 0 | 0 | 0 | 0.984 | 32 | -10 | 0 | 0 | 0
71 | NPortsmt | V2 | 1 | 1 | 0 | 0.987 | 22.15 | 0 | 0 | 0 | 0 | 0 | 0 | 0 | 0 | 0 | 0 | 0
72 | Hillsbro | V2 | 1 | 1 | 2 | 0.98 | 20.98 | 0 | 0 | -12 | 0 | 0 | 0.98 | 100 | -100 | 0 | 0 | 0
73 | Sargents | V2 | 1 | 1 | 2 | 0.991 | 21.94 | 0 | 0 | -6 | 0 | 0 | 0.991 | 100 | -100 | 0 | 0 | 0
74 | Bellefnt | V2 | 1 | 1 | 2 | 0.958 | 21.64 | 68 | 27 | 0 | 0 | 0 | 0.958 | 9 | -6 | 0 | 0.12 | 0
75 | SthPoint | V2 | 1 | 1 | 0 | 0.967 | 22.91 | 47 | 11 | 0 | 0 | 0 | 0 | 0 | 0 | 0 | 0 | 0
76 | Darrah | V2 | 1 | 1 | 2 | 0.943 | 21.77 | 68 | 36 | 0 | 0 | 0 | 0.943 | 23 | -8 | 0 | 0 | 0
77 | Turner | V2 | 1 | 1 | 2 | 1.006 | 26.72 | 61 | 28 | 0 | 0 | 0 | 1.006 | 70 | -20 | 0 | 0 | 0
78 | Chemical | V2 | 1 | 1 | 0 | 1.003 | 26.42 | 71 | 26 | 0 | 0 | 0 | 0 | 0 | 0 | 0 | 0 | 0
79 | CapitlHl | V2 | 1 | 1 | 0 | 1.009 | 26.72 | 39 | 32 | 0 | 0 | 0 | 0 | 0 | 0 | 0 | 0.2 | 0
80 | CabinCrk | V2 | 1 | 1 | 2 | 1.04 | 28.96 | 130 | 26 | 477 | 0 | 0 | 1.04 | 280 | -165 | 0 | 0 | 0
81 | Kanawha | V1 | 1 | 1 | 0 | 0.997 | 28.1 | 0 | 0 | 0 | 0 | 0 | 0 | 0 | 0 | 0 | 0 | 0
82 | Logan | V2 | 1 | 1 | 0 | 0.989 | 27.24 | 54 | 27 | 0 | 0 | 0 | 0 | 0 | 0 | 0 | 0.2 | 0
83 | Sprigg | V2 | 1 | 1 | 0 | 0.985 | 28.42 | 20 | 10 | 0 | 0 | 0 | 0 | 0 | 0 | 0 | 0.1 | 0
84 | BetsyLne | V2 | 1 | 1 | 0 | 0.98 | 30.95 | 11 | 7 | 0 | 0 | 0 | 0 | 0 | 0 | 0 | 0 | 0
85 | BeaverCk | V2 | 1 | 1 | 2 | 0.985 | 32.51 | 24 | 15 | 0 | 0 | 0 | 0.985 | 23 | -8 | 0 | 0 | 0
86 | Hazard | V2 | 1 | 1 | 0 | 0.987 | 31.14 | 21 | 10 | 0 | 0 | 0 | 0 | 0 | 0 | 0 | 0 | 0
87 | Pinevlle | V3 | 1 | 1 | 2 | 1.015 | 31.4 | 0 | 0 | 4 | 0 | 0 | 1.015 | 1000 | -100 | 0 | 0 | 0
88 | Fremont | V2 | 1 | 1 | 0 | 0.987 | 35.64 | 48 | 10 | 0 | 0 | 0 | 0 | 0 | 0 | 0 | 0 | 0
89 | ClinchRv | V2 | 1 | 1 | 2 | 1.005 | 39.69 | 0 | 0 | 607 | 0 | 0 | 1.005 | 300 | -210 | 0 | 0 | 0
90 | Holston | V2 | 1 | 1 | 2 | 0.985 | 33.29 | 78 | 42 | -85 | 0 | 0 | 0.985 | 300 | -300 | 0 | 0 | 0
91 | HolstonT | V2 | 1 | 1 | 2 | 0.98 | 33.31 | 0 | 0 | -10 | 0 | 0 | 0.98 | 100 | -100 | 0 | 0 | 0
92 | Saltvlle | V2 | 1 | 1 | 2 | 0.993 | 33.8 | 65 | 10 | 0 | 0 | 0 | 0.99 | 9 | -3 | 0 | 0 | 0
93 | Tazewell | V2 | 1 | 1 | 0 | 0.987 | 30.79 | 12 | 7 | 0 | 0 | 0 | 0 | 0 | 0 | 0 | 0 | 0
94 | Switchbk | V2 | 1 | 1 | 0 | 0.991 | 28.64 | 30 | 16 | 0 | 0 | 0 | 0 | 0 | 0 | 0 | 0 | 0
95 | Caldwell | V2 | 1 | 1 | 0 | 0.981 | 27.67 | 42 | 31 | 0 | 0 | 0 | 0 | 0 | 0 | 0 | 0 | 0
96 | Baileysv | V2 | 1 | 1 | 0 | 0.993 | 27.51 | 38 | 15 | 0 | 0 | 0 | 0 | 0 | 0 | 0 | 0 | 0
97 | Sundial | V2 | 1 | 1 | 0 | 1.011 | 27.88 | 15 | 9 | 0 | 0 | 0 | 0 | 0 | 0 | 0 | 0 | 0
98 | Bradley | V2 | 1 | 1 | 0 | 1.024 | 27.4 | 34 | 8 | 0 | 0 | 0 | 0 | 0 | 0 | 0 | 0 | 0
99 | Hinton | V2 | 1 | 1 | 2 | 1.01 | 27.04 | 0 | 0 | -42 | 0 | 0 | 1.01 | 100 | -100 | 0 | 0 | 0
100 | Glen Lyn | V2 | 1 | 1 | 2 | 1.017 | 28.03 | 37 | 18 | 252 | 0 | 0 | 1.017 | 155 | -50 | 0 | 0 | 0
101 | Wythe | V2 | 1 | 1 | 0 | 0.993 | 29.61 | 22 | 15 | 0 | 0 | 0 | 0 | 0 | 0 | 0 | 0 | 0
102 | Smythe | V2 | 1 | 1 | 0 | 0.991 | 32.3 | 5 | 3 | 0 | 0 | 0 | 0 | 0 | 0 | 0 | 0 | 0
103 | Claytor | V2 | 1 | 1 | 2 | 1.001 | 24.44 | 23 | 16 | 40 | 0 | 0 | 1.01 | 40 | -15 | 0 | 0 | 0
104 | Hancock | V2 | 1 | 1 | 2 | 0.971 | 21.69 | 38 | 25 | 0 | 0 | 0 | 0.971 | 23 | -8 | 0 | 0 | 0
105 | Roanoke | V2 | 1 | 1 | 2 | 0.965 | 20.57 | 31 | 26 | 0 | 0 | 0 | 0.965 | 23 | -8 | 0 | 0.2 | 0
106 | Cloverdl | V2 | 1 | 1 | 0 | 0.962 | 20.32 | 43 | 16 | 0 | 0 | 0 | 0 | 0 | 0 | 0 | 0 | 0
107 | Reusens | V2 | 1 | 1 | 2 | 0.952 | 17.53 | 28 | 12 | -22 | 0 | 0 | 0.952 | 200 | -200 | 0 | 0.06 | 0
108 | Blaine | V2 | 1 | 1 | 0 | 0.967 | 19.38 | 2 | 1 | 0 | 0 | 0 | 0 | 0 | 0 | 0 | 0 | 0
109 | Franklin | V2 | 1 | 1 | 0 | 0.967 | 18.93 | 8 | 3 | 0 | 0 | 0 | 0 | 0 | 0 | 0 | 0 | 0
110 | Fieldale | V2 | 1 | 1 | 2 | 0.973 | 18.09 | 39 | 30 | 0 | 0 | 0 | 0.973 | 23 | -8 | 0 | 0.06 | 0
111 | DanRiver | V2 | 1 | 1 | 2 | 0.98 | 19.74 | 0 | 0 | 36 | 0 | 0 | 0.98 | 1000 | -100 | 0 | 0 | 0
112 | Danville | V2 | 1 | 1 | 2 | 0.975 | 14.99 | 25 | 13 | -43 | 0 | 0 | 0.975 | 1000 | -100 | 0 | 0 | 0
113 | Deer Crk | V2 | 1 | 1 | 2 | 0.993 | 13.74 | 0 | 0 | -6 | 0 | 0 | 0.993 | 200 | -100 | 0 | 0 | 0
114 | WMedford | V2 | 1 | 1 | 0 | 0.96 | 14.46 | 8 | 3 | 0 | 0 | 0 | 0 | 0 | 0 | 0 | 0 | 0
115 | Medford | V2 | 1 | 1 | 0 | 0.96 | 14.46 | 22 | 7 | 0 | 0 | 0 | 0 | 0 | 0 | 0 | 0 | 0
116 | KygerCrk | V2 | 1 | 1 | 2 | 1.005 | 27.12 | 0 | 0 | -184 | 0 | 0 | 1.005 | 1000 | -1000 | 0 | 0 | 0
117 | Corey | V2 | 1 | 1 | 0 | 0.974 | 10.67 | 20 | 8 | 0 | 0 | 0 | 0 | 0 | 0 | 0 | 0 | 0
118 | WHuntngd | V2 | 1 | 1 | 0 | 0.949 | 21.92 | 33 | 15 | 0 | 0 | 0 | 0 | 0 | 0 | 0 | 0 | 0

## Branch
Tap bus number | Z bus number | Load flow area | Loss zone | Circuit | Type | R | X | B | Line MVA rating No 1 | Line MVA rating No 2 | Line MVA rating No 3 | Control bus number | Side | Transformer final turns ratio | Transformer (phase shifter) final angle | Minimum tap | Maximum tap | Step size | Minimum voltage | Maximum voltage
1 | 2 | 1 | 1 | 1 | 0 | 0.0303 | 0.0999 | 0.0254 | 0 | 0 | 0 | 0 | 0 | 0 | 0 | 0 | 0 | 0 | 0 | 0
1 | 3 | 1 | 1 | 1 | 0 | 0.0129 | 0.0424 | 0.01082 | 0 | 0 | 0 | 0 | 0 | 0 | 0 | 0 | 0 | 0 | 0 | 0
4 | 5 | 1 | 1 | 1 | 0 | 0.00176 | 0.00798 | 0.0021 | 0 | 0 | 0 | 0 | 0 | 0 | 0 | 0 | 0 | 0 | 0 | 0
3 | 5 | 1 | 1 | 1 | 0 | 0.0241 | 0.108 | 0.0284 | 0 | 0 | 0 | 0 | 0 | 0 | 0 | 0 | 0 | 0 | 0 | 0
5 | 6 | 1 | 1 | 1 | 0 | 0.0119 | 0.054 | 0.01426 | 0 | 0 | 0 | 0 | 0 | 0 | 0 | 0 | 0 | 0 | 0 | 0
6 | 7 | 1 | 1 | 1 | 0 | 0.00459 | 0.0208 | 0.0055 | 0 | 0 | 0 | 0 | 0 | 0 | 0 | 0 | 0 | 0 | 0 | 0
8 | 9 | 1 | 1 | 1 | 0 | 0.00244 | 0.0305 | 1.162 | 0 | 0 | 0 | 0 | 0 | 0 | 0 | 0 | 0 | 0 | 0 | 0
8 | 5 | 1 | 1 | 1 | 1 | 0 | 0.0267 | 0 | 0 | 0 | 0 | 0 | 0 | 0.985 | 0 | 0 | 0 | 0 | 0 | 0
9 | 10 | 1 | 1 | 1 | 0 | 0.00258 | 0.0322 | 1.23 | 0 | 0 | 0 | 0 | 0 | 0 | 0 | 0 | 0 | 0 | 0 | 0
4 | 11 | 1 | 1 | 1 | 0 | 0.0209 | 0.0688 | 0.01748 | 0 | 0 | 0 | 0 | 0 | 0 | 0 | 0 | 0 | 0 | 0 | 0
5 | 11 | 1 | 1 | 1 | 0 | 0.0203 | 0.0682 | 0.01738 | 0 | 0 | 0 | 0 | 0 | 0 | 0 | 0 | 0 | 0 | 0 | 0
11 | 12 | 1 | 1 | 1 | 0 | 0.00595 | 0.0196 | 0.00502 | 0 | 0 | 0 | 0 | 0 | 0 | 0 | 0 | 0 | 0 | 0 | 0
2 | 12 | 1 | 1 | 1 | 0 | 0.0187 | 0.0616 | 0.01572 | 0 | 0 | 0 | 0 | 0 | 0 | 0 | 0 | 0 | 0 | 0 | 0
3 | 12 | 1 | 1 | 1 | 0 | 0.0484 | 0.16 | 0.0406 | 0 | 0 | 0 | 0 | 0 | 0 | 0 | 0 | 0 | 0 | 0 | 0
7 | 12 | 1 | 1 | 1 | 0 | 0.00862 | 0.034 | 0.00874 | 0 | 0 | 0 | 0 | 0 | 0 | 0 | 0 | 0 | 0 | 0 | 0
11 | 13 | 1 | 1 | 1 | 0 | 0.02225 | 0.0731 | 0.01876 | 0 | 0 | 0 | 0 | 0 | 0 | 0 | 0 | 0 | 0 | 0 | 0
12 | 14 | 1 | 1 | 1 | 0 | 0.0215 | 0.0707 | 0.01816 | 0 | 0 | 0 | 0 | 0 | 0 | 0 | 0 | 0 | 0 | 0 | 0
13 | 15 | 1 | 1 | 1 | 0 | 0.0744 | 0.2444 | 0.06268 | 0 | 0 | 0 | 0 | 0 | 0 | 0 | 0 | 0 | 0 | 0 | 0
14 | 15 | 1 | 1 | 1 | 0 | 0.0595 | 0.195 | 0.0502 | 0 | 0 | 0 | 0 | 0 | 0 | 0 | 0 | 0 | 0 | 0 | 0
12 | 16 | 1 | 1 | 1 | 0 | 0.0212 | 0.0834 | 0.0214 | 0 | 0 | 0 | 0 | 0 | 0 | 0 | 0 | 0 | 0 | 0 | 0
15 | 17 | 1 | 1 | 1 | 0 | 0.0132 | 0.0437 | 0.0444 | 0 | 0 | 0 | 0 | 0 | 0 | 0 | 0 | 0 | 0 | 0 | 0
16 | 17 | 1 | 1 | 1 | 0 | 0.0454 | 0.1801 | 0.0466 | 0 | 0 | 0 | 0 | 0 | 0 | 0 | 0 | 0 | 0 | 0 | 0
17 | 18 | 1 | 1 | 1 | 0 | 0.0123 | 0.0505 | 0.01298 | 0 | 0 | 0 | 0 | 0 | 0 | 0 | 0 | 0 | 0 | 0 | 0
18 | 19 | 1 | 1 | 1 | 0 | 0.01119 | 0.0493 | 0.01142 | 0 | 0 | 0 | 0 | 0 | 0 | 0 | 0 | 0 | 0 | 0 | 0
19 | 20 | 1 | 1 | 1 | 0 | 0.0252 | 0.117 | 0.0298 | 0 | 0 | 0 | 0 | 0 | 0 | 0 | 0 | 0 | 0 | 0 | 0
15 | 19 | 1 | 1 | 1 | 0 | 0.012 | 0.0394 | 0.0101 | 0 | 0 | 0 | 0 | 0 | 0 | 0 | 0 | 0 | 0 | 0 | 0
20 | 21 | 1 | 1 | 1 | 0 | 0.0183 | 0.0849 | 0.0216 | 0 | 0 | 0 | 0 | 0 | 0 | 0 | 0 | 0 | 0 | 0 | 0
21 | 22 | 1 | 1 | 1 | 0 | 0.0209 | 0.097 | 0.0246 | 0 | 0 | 0 | 0 | 0 | 0 | 0 | 0 | 0 | 0 | 0 | 0
22 | 23 | 1 | 1 | 1 | 0 | 0.0342 | 0.159 | 0.0404 | 0 | 0 | 0 | 0 | 0 | 0 | 0 | 0 | 0 | 0 | 0 | 0
23 | 24 | 1 | 1 | 1 | 0 | 0.0135 | 0.0492 | 0.0498 | 0 | 0 | 0 | 0 | 0 | 0 | 0 | 0 | 0 | 0 | 0 | 0
23 | 25 | 1 | 1 | 1 | 0 | 0.0156 | 0.08 | 0.0864 | 0 | 0 | 0 | 0 | 0 | 0 | 0 | 0 | 0 | 0 | 0 | 0
26 | 25 | 1 | 1 | 1 | 1 | 0 | 0.0382 | 0 | 0 | 0 | 0 | 0 | 0 | 0.96 | 0 | 0 | 0 | 0 | 0 | 0
25 | 27 | 1 | 1 | 1 | 0 | 0.0318 | 0.163 | 0.1764 | 0 | 0 | 0 | 0 | 0 | 0 | 0 | 0 | 0 | 0 | 0 | 0
27 | 28 | 1 | 1 | 1 | 0 | 0.01913 | 0.0855 | 0.0216 | 0 | 0 | 0 | 0 | 0 | 0 | 0 | 0 | 0 | 0 | 0 | 0
28 | 29 | 1 | 1 | 1 | 0 | 0.0237 | 0.0943 | 0.0238 | 0 | 0 | 0 | 0 | 0 | 0 | 0 | 0 | 0 | 0 | 0 | 0
30 | 17 | 1 | 1 | 1 | 1 | 0 | 0.0388 | 0 | 0 | 0 | 0 | 0 | 0 | 0.96 | 0 | 0 | 0 | 0 | 0 | 0
8 | 30 | 1 | 1 | 1 | 0 | 0.00431 | 0.0504 | 0.514 | 0 | 0 | 0 | 0 | 0 | 0 | 0 | 0 | 0 | 0 | 0 | 0
26 | 30 | 1 | 1 | 1 | 0 | 0.00799 | 0.086 | 0.908 | 0 | 0 | 0 | 0 | 0 | 0 | 0 | 0 | 0 | 0 | 0 | 0
17 | 31 | 1 | 1 | 1 | 0 | 0.0474 | 0.1563 | 0.0399 | 0 | 0 | 0 | 0 | 0 | 0 | 0 | 0 | 0 | 0 | 0 | 0
29 | 31 | 1 | 1 | 1 | 0 | 0.0108 | 0.0331 | 0.0083 | 0 | 0 | 0 | 0 | 0 | 0 | 0 | 0 | 0 | 0 | 0 | 0
23 | 32 | 1 | 1 | 1 | 0 | 0.0317 | 0.1153 | 0.1173 | 0 | 0 | 0 | 0 | 0 | 0 | 0 | 0 | 0 | 0 | 0 | 0
31 | 32 | 1 | 1 | 1 | 0 | 0.0298 | 0.0985 | 0.0251 | 0 | 0 | 0 | 0 | 0 | 0 | 0 | 0 | 0 | 0 | 0 | 0
27 | 32 | 1 | 1 | 1 | 0 | 0.0229 | 0.0755 | 0.01926 | 0 | 0 | 0 | 0 | 0 | 0 | 0 | 0 | 0 | 0 | 0 | 0
15 | 33 | 1 | 1 | 1 | 0 | 0.038 | 0.1244 | 0.03194 | 0 | 0 | 0 | 0 | 0 | 0 | 0 | 0 | 0 | 0 | 0 | 0
19 | 34 | 1 | 1 | 1 | 0 | 0.0752 | 0.247 | 0.0632 | 0 | 0 | 0 | 0 | 0 | 0 | 0 | 0 | 0 | 0 | 0 | 0
35 | 36 | 1 | 1 | 1 | 0 | 0.00224 | 0.0102 | 0.00268 | 0 | 0 | 0 | 0 | 0 | 0 | 0 | 0 | 0 | 0 | 0 | 0
35 | 37 | 1 | 1 | 1 | 0 | 0.011 | 0.0497 | 0.01318 | 0 | 0 | 0 | 0 | 0 | 0 | 0 | 0 | 0 | 0 | 0 | 0
33 | 37 | 1 | 1 | 1 | 0 | 0.0415 | 0.142 | 0.0366 | 0 | 0 | 0 | 0 | 0 | 0 | 0 | 0 | 0 | 0 | 0 | 0
34 | 36 | 1 | 1 | 1 | 0 | 0.00871 | 0.0268 | 0.00568 | 0 | 0 | 0 | 0 | 0 | 0 | 0 | 0 | 0 | 0 | 0 | 0
34 | 37 | 1 | 1 | 1 | 0 | 0.00256 | 0.0094 | 0.00984 | 0 | 0 | 0 | 0 | 0 | 0 | 0 | 0 | 0 | 0 | 0 | 0
38 | 37 | 1 | 1 | 1 | 1 | 0 | 0.0375 | 0 | 0 | 0 | 0 | 0 | 0 | 0.935 | 0 | 0 | 0 | 0 | 0 | 0
37 | 39 | 1 | 1 | 1 | 0 | 0.0321 | 0.106 | 0.027 | 0 | 0 | 0 | 0 | 0 | 0 | 0 | 0 | 0 | 0 | 0 | 0
37 | 40 | 1 | 1 | 1 | 0 | 0.0593 | 0.168 | 0.042 | 0 | 0 | 0 | 0 | 0 | 0 | 0 | 0 | 0 | 0 | 0 | 0
30 | 38 | 1 | 1 | 1 | 0 | 0.00464 | 0.054 | 0.422 | 0 | 0 | 0 | 0 | 0 | 0 | 0 | 0 | 0 | 0 | 0 | 0
39 | 40 | 1 | 1 | 1 | 0 | 0.0184 | 0.0605 | 0.01552 | 0 | 0 | 0 | 0 | 0 | 0 | 0 | 0 | 0 | 0 | 0 | 0
40 | 41 | 1 | 1 | 1 | 0 | 0.0145 | 0.0487 | 0.01222 | 0 | 0 | 0 | 0 | 0 | 0 | 0 | 0 | 0 | 0 | 0 | 0
40 | 42 | 1 | 1 | 1 | 0 | 0.0555 | 0.183 | 0.0466 | 0 | 0 | 0 | 0 | 0 | 0 | 0 | 0 | 0 | 0 | 0 | 0
41 | 42 | 1 | 1 | 1 | 0 | 0.041 | 0.135 | 0.0344 | 0 | 0 | 0 | 0 | 0 | 0 | 0 | 0 | 0 | 0 | 0 | 0
43 | 44 | 1 | 1 | 1 | 0 | 0.0608 | 0.2454 | 0.06068 | 0 | 0 | 0 | 0 | 0 | 0 | 0 | 0 | 0 | 0 | 0 | 0
34 | 43 | 1 | 1 | 1 | 0 | 0.0413 | 0.1681 | 0.04226 | 0 | 0 | 0 | 0 | 0 | 0 | 0 | 0 | 0 | 0 | 0 | 0
44 | 45 | 1 | 1 | 1 | 0 | 0.0224 | 0.0901 | 0.0224 | 0 | 0 | 0 | 0 | 0 | 0 | 0 | 0 | 0 | 0 | 0 | 0
45 | 46 | 1 | 1 | 1 | 0 | 0.04 | 0.1356 | 0.0332 | 0 | 0 | 0 | 0 | 0 | 0 | 0 | 0 | 0 | 0 | 0 | 0
46 | 47 | 1 | 1 | 1 | 0 | 0.038 | 0.127 | 0.0316 | 0 | 0 | 0 | 0 | 0 | 0 | 0 | 0 | 0 | 0 | 0 | 0
46 | 48 | 1 | 1 | 1 | 0 | 0.0601 | 0.189 | 0.0472 | 0 | 0 | 0 | 0 | 0 | 0 | 0 | 0 | 0 | 0 | 0 | 0
47 | 49 | 1 | 1 | 1 | 0 | 0.0191 | 0.0625 | 0.01604 | 0 | 0 | 0 | 0 | 0 | 0 | 0 | 0 | 0 | 0 | 0 | 0
42 | 49 | 1 | 1 | 1 | 0 | 0.0715 | 0.323 | 0.086 | 0 | 0 | 0 | 0 | 0 | 0 | 0 | 0 | 0 | 0 | 0 | 0
42 | 49 | 1 | 1 | 1 | 0 | 0.0715 | 0.323 | 0.086 | 0 | 0 | 0 | 0 | 0 | 0 | 0 | 0 | 0 | 0 | 0 | 0
45 | 49 | 1 | 1 | 1 | 0 | 0.0684 | 0.186 | 0.0444 | 0 | 0 | 0 | 0 | 0 | 0 | 0 | 0 | 0 | 0 | 0 | 0
48 | 49 | 1 | 1 | 1 | 0 | 0.0179 | 0.0505 | 0.01258 | 0 | 0 | 0 | 0 | 0 | 0 | 0 | 0 | 0 | 0 | 0 | 0
49 | 50 | 1 | 1 | 1 | 0 | 0.0267 | 0.0752 | 0.01874 | 0 | 0 | 0 | 0 | 0 | 0 | 0 | 0 | 0 | 0 | 0 | 0
49 | 51 | 1 | 1 | 1 | 0 | 0.0486 | 0.137 | 0.0342 | 0 | 0 | 0 | 0 | 0 | 0 | 0 | 0 | 0 | 0 | 0 | 0
51 | 52 | 1 | 1 | 1 | 0 | 0.0203 | 0.0588 | 0.01396 | 0 | 0 | 0 | 0 | 0 | 0 | 0 | 0 | 0 | 0 | 0 | 0
52 | 53 | 1 | 1 | 1 | 0 | 0.0405 | 0.1635 | 0.04058 | 0 | 0 | 0 | 0 | 0 | 0 | 0 | 0 | 0 | 0 | 0 | 0
53 | 54 | 1 | 1 | 1 | 0 | 0.0263 | 0.122 | 0.031 | 0 | 0 | 0 | 0 | 0 | 0 | 0 | 0 | 0 | 0 | 0 | 0
49 | 54 | 1 | 1 | 1 | 0 | 0.073 | 0.289 | 0.0738 | 0 | 0 | 0 | 0 | 0 | 0 | 0 | 0 | 0 | 0 | 0 | 0
49 | 54 | 1 | 1 | 1 | 0 | 0.0869 | 0.291 | 0.073 | 0 | 0 | 0 | 0 | 0 | 0 | 0 | 0 | 0 | 0 | 0 | 0
54 | 55 | 1 | 1 | 1 | 0 | 0.0169 | 0.0707 | 0.0202 | 0 | 0 | 0 | 0 | 0 | 0 | 0 | 0 | 0 | 0 | 0 | 0
54 | 56 | 1 | 1 | 1 | 0 | 0.00275 | 0.00955 | 0.00732 | 0 | 0 | 0 | 0 | 0 | 0 | 0 | 0 | 0 | 0 | 0 | 0
55 | 56 | 1 | 1 | 1 | 0 | 0.00488 | 0.0151 | 0.00374 | 0 | 0 | 0 | 0 | 0 | 0 | 0 | 0 | 0 | 0 | 0 | 0
56 | 57 | 1 | 1 | 1 | 0 | 0.0343 | 0.0966 | 0.0242 | 0 | 0 | 0 | 0 | 0 | 0 | 0 | 0 | 0 | 0 | 0 | 0
50 | 57 | 1 | 1 | 1 | 0 | 0.0474 | 0.134 | 0.0332 | 0 | 0 | 0 | 0 | 0 | 0 | 0 | 0 | 0 | 0 | 0 | 0
56 | 58 | 1 | 1 | 1 | 0 | 0.0343 | 0.0966 | 0.0242 | 0 | 0 | 0 | 0 | 0 | 0 | 0 | 0 | 0 | 0 | 0 | 0
51 | 58 | 1 | 1 | 1 | 0 | 0.0255 | 0.0719 | 0.01788 | 0 | 0 | 0 | 0 | 0 | 0 | 0 | 0 | 0 | 0 | 0 | 0
54 | 59 | 1 | 1 | 1 | 0 | 0.0503 | 0.2293 | 0.0598 | 0 | 0 | 0 | 0 | 0 | 0 | 0 | 0 | 0 | 0 | 0 | 0
56 | 59 | 1 | 1 | 1 | 0 | 0.0825 | 0.251 | 0.0569 | 0 | 0 | 0 | 0 | 0 | 0 | 0 | 0 | 0 | 0 | 0 | 0
56 | 59 | 1 | 1 | 1 | 0 | 0.0803 | 0.239 | 0.0536 | 0 | 0 | 0 | 0 | 0 | 0 | 0 | 0 | 0 | 0 | 0 | 0
55 | 59 | 1 | 1 | 1 | 0 | 0.04739 | 0.2158 | 0.05646 | 0 | 0 | 0 | 0 | 0 | 0 | 0 | 0 | 0 | 0 | 0 | 0
59 | 60 | 1 | 1 | 1 | 0 | 0.0317 | 0.145 | 0.0376 | 0 | 0 | 0 | 0 | 0 | 0 | 0 | 0 | 0 | 0 | 0 | 0
59 | 61 | 1 | 1 | 1 | 0 | 0.0328 | 0.15 | 0.0388 | 0 | 0 | 0 | 0 | 0 | 0 | 0 | 0 | 0 | 0 | 0 | 0
60 | 61 | 1 | 1 | 1 | 0 | 0.00264 | 0.0135 | 0.01456 | 0 | 0 | 0 | 0 | 0 | 0 | 0 | 0 | 0 | 0 | 0 | 0
60 | 62 | 1 | 1 | 1 | 0 | 0.0123 | 0.0561 | 0.01468 | 0 | 0 | 0 | 0 | 0 | 0 | 0 | 0 | 0 | 0 | 0 | 0
61 | 62 | 1 | 1 | 1 | 0 | 0.00824 | 0.0376 | 0.0098 | 0 | 0 | 0 | 0 | 0 | 0 | 0 | 0 | 0 | 0 | 0 | 0
63 | 59 | 1 | 1 | 1 | 1 | 0 | 0.0386 | 0 | 0 | 0 | 0 | 0 | 0 | 0.96 | 0 | 0 | 0 | 0 | 0 | 0
63 | 64 | 1 | 1 | 1 | 0 | 0.00172 | 0.02 | 0.216 | 0 | 0 | 0 | 0 | 0 | 0 | 0 | 0 | 0 | 0 | 0 | 0
64 | 61 | 1 | 1 | 1 | 1 | 0 | 0.0268 | 0 | 0 | 0 | 0 | 0 | 0 | 0.985 | 0 | 0 | 0 | 0 | 0 | 0
38 | 65 | 1 | 1 | 1 | 0 | 0.00901 | 0.0986 | 1.046 | 0 | 0 | 0 | 0 | 0 | 0 | 0 | 0 | 0 | 0 | 0 | 0
64 | 65 | 1 | 1 | 1 | 0 | 0.00269 | 0.0302 | 0.38 | 0 | 0 | 0 | 0 | 0 | 0 | 0 | 0 | 0 | 0 | 0 | 0
49 | 66 | 1 | 1 | 1 | 0 | 0.018 | 0.0919 | 0.0248 | 0 | 0 | 0 | 0 | 0 | 0 | 0 | 0 | 0 | 0 | 0 | 0
49 | 66 | 1 | 1 | 1 | 0 | 0.018 | 0.0919 | 0.0248 | 0 | 0 | 0 | 0 | 0 | 0 | 0 | 0 | 0 | 0 | 0 | 0
62 | 66 | 1 | 1 | 1 | 0 | 0.0482 | 0.218 | 0.0578 | 0 | 0 | 0 | 0 | 0 | 0 | 0 | 0 | 0 | 0 | 0 | 0
62 | 67 | 1 | 1 | 1 | 0 | 0.0258 | 0.117 | 0.031 | 0 | 0 | 0 | 0 | 0 | 0 | 0 | 0 | 0 | 0 | 0 | 0
65 | 66 | 1 | 1 | 1 | 1 | 0 | 0.037 | 0 | 0 | 0 | 0 | 0 | 0 | 0.935 | 0 | 0 | 0 | 0 | 0 | 0
66 | 67 | 1 | 1 | 1 | 0 | 0.0224 | 0.1015 | 0.02682 | 0 | 0 | 0 | 0 | 0 | 0 | 0 | 0 | 0 | 0 | 0 | 0
65 | 68 | 1 | 1 | 1 | 0 | 0.00138 | 0.016 | 0.638 | 0 | 0 | 0 | 0 | 0 | 0 | 0 | 0 | 0 | 0 | 0 | 0
47 | 69 | 1 | 1 | 1 | 0 | 0.0844 | 0.2778 | 0.07092 | 0 | 0 | 0 | 0 | 0 | 0 | 0 | 0 | 0 | 0 | 0 | 0
49 | 69 | 1 | 1 | 1 | 0 | 0.0985 | 0.324 | 0.0828 | 0 | 0 | 0 | 0 | 0 | 0 | 0 | 0 | 0 | 0 | 0 | 0
68 | 69 | 1 | 1 | 1 | 1 | 0 | 0.037 | 0 | 0 | 0 | 0 | 0 | 0 | 0.935 | 0 | 0 | 0 | 0 | 0 | 0
69 | 70 | 1 | 1 | 1 | 0 | 0.03 | 0.127 | 0.122 | 0 | 0 | 0 | 0 | 0 | 0 | 0 | 0 | 0 | 0 | 0 | 0
24 | 70 | 1 | 1 | 1 | 0 | 0.00221 | 0.4115 | 0.10198 | 0 | 0 | 0 | 0 | 0 | 0 | 0 | 0 | 0 | 0 | 0 | 0
70 | 71 | 1 | 1 | 1 | 0 | 0.00882 | 0.0355 | 0.00878 | 0 | 0 | 0 | 0 | 0 | 0 | 0 | 0 | 0 | 0 | 0 | 0
24 | 72 | 1 | 1 | 1 | 0 | 0.0488 | 0.196 | 0.0488 | 0 | 0 | 0 | 0 | 0 | 0 | 0 | 0 | 0 | 0 | 0 | 0
71 | 72 | 1 | 1 | 1 | 0 | 0.0446 | 0.18 | 0.04444 | 0 | 0 | 0 | 0 | 0 | 0 | 0 | 0 | 0 | 0 | 0 | 0
71 | 73 | 1 | 1 | 1 | 0 | 0.00866 | 0.0454 | 0.01178 | 0 | 0 | 0 | 0 | 0 | 0 | 0 | 0 | 0 | 0 | 0 | 0
70 | 74 | 1 | 1 | 1 | 0 | 0.0401 | 0.1323 | 0.03368 | 0 | 0 | 0 | 0 | 0 | 0 | 0 | 0 | 0 | 0 | 0 | 0
70 | 75 | 1 | 1 | 1 | 0 | 0.0428 | 0.141 | 0.036 | 0 | 0 | 0 | 0 | 0 | 0 | 0 | 0 | 0 | 0 | 0 | 0
69 | 75 | 1 | 1 | 1 | 0 | 0.0405 | 0.122 | 0.124 | 0 | 0 | 0 | 0 | 0 | 0 | 0 | 0 | 0 | 0 | 0 | 0
74 | 75 | 1 | 1 | 1 | 0 | 0.0123 | 0.0406 | 0.01034 | 0 | 0 | 0 | 0 | 0 | 0 | 0 | 0 | 0 | 0 | 0 | 0
76 | 77 | 1 | 1 | 1 | 0 | 0.0444 | 0.148 | 0.0368 | 0 | 0 | 0 | 0 | 0 | 0 | 0 | 0 | 0 | 0 | 0 | 0
69 | 77 | 1 | 1 | 1 | 0 | 0.0309 | 0.101 | 0.1038 | 0 | 0 | 0 | 0 | 0 | 0 | 0 | 0 | 0 | 0 | 0 | 0
75 | 77 | 1 | 1 | 1 | 0 | 0.0601 | 0.1999 | 0.04978 | 0 | 0 | 0 | 0 | 0 | 0 | 0 | 0 | 0 | 0 | 0 | 0
77 | 78 | 1 | 1 | 1 | 0 | 0.00376 | 0.0124 | 0.01264 | 0 | 0 | 0 | 0 | 0 | 0 | 0 | 0 | 0 | 0 | 0 | 0
78 | 79 | 1 | 1 | 1 | 0 | 0.00546 | 0.0244 | 0.00648 | 0 | 0 | 0 | 0 | 0 | 0 | 0 | 0 | 0 | 0 | 0 | 0
77 | 80 | 1 | 1 | 1 | 0 | 0.017 | 0.0485 | 0.0472 | 0 | 0 | 0 | 0 | 0 | 0 | 0 | 0 | 0 | 0 | 0 | 0
77 | 80 | 1 | 1 | 1 | 0 | 0.0294 | 0.105 | 0.0228 | 0 | 0 | 0 | 0 | 0 | 0 | 0 | 0 | 0 | 0 | 0 | 0
79 | 80 | 1 | 1 | 1 | 0 | 0.0156 | 0.0704 | 0.0187 | 0 | 0 | 0 | 0 | 0 | 0 | 0 | 0 | 0 | 0 | 0 | 0
68 | 81 | 1 | 1 | 1 | 0 | 0.00175 | 0.0202 | 0.808 | 0 | 0 | 0 | 0 | 0 | 0 | 0 | 0 | 0 | 0 | 0 | 0
81 | 80 | 1 | 1 | 1 | 1 | 0 | 0.037 | 0 | 0 | 0 | 0 | 0 | 0 | 0.935 | 0 | 0 | 0 | 0 | 0 | 0
77 | 82 | 1 | 1 | 1 | 0 | 0.0298 | 0.0853 | 0.08174 | 0 | 0 | 0 | 0 | 0 | 0 | 0 | 0 | 0 | 0 | 0 | 0
82 | 83 | 1 | 1 | 1 | 0 | 0.0112 | 0.03665 | 0.03796 | 0 | 0 | 0 | 0 | 0 | 0 | 0 | 0 | 0 | 0 | 0 | 0
83 | 84 | 1 | 1 | 1 | 0 | 0.0625 | 0.132 | 0.0258 | 0 | 0 | 0 | 0 | 0 | 0 | 0 | 0 | 0 | 0 | 0 | 0
83 | 85 | 1 | 1 | 1 | 0 | 0.043 | 0.148 | 0.0348 | 0 | 0 | 0 | 0 | 0 | 0 | 0 | 0 | 0 | 0 | 0 | 0
84 | 85 | 1 | 1 | 1 | 0 | 0.0302 | 0.0641 | 0.01234 | 0 | 0 | 0 | 0 | 0 | 0 | 0 | 0 | 0 | 0 | 0 | 0
85 | 86 | 1 | 1 | 1 | 0 | 0.035 | 0.123 | 0.0276 | 0 | 0 | 0 | 0 | 0 | 0 | 0 | 0 | 0 | 0 | 0 | 0
86 | 87 | 1 | 1 | 1 | 0 | 0.02828 | 0.2074 | 0.0445 | 0 | 0 | 0 | 0 | 0 | 0 | 0 | 0 | 0 | 0 | 0 | 0
85 | 88 | 1 | 1 | 1 | 0 | 0.02 | 0.102 | 0.0276 | 0 | 0 | 0 | 0 | 0 | 0 | 0 | 0 | 0 | 0 | 0 | 0
85 | 89 | 1 | 1 | 1 | 0 | 0.0239 | 0.173 | 0.047 | 0 | 0 | 0 | 0 | 0 | 0 | 0 | 0 | 0 | 0 | 0 | 0
88 | 89 | 1 | 1 | 1 | 0 | 0.0139 | 0.0712 | 0.01934 | 0 | 0 | 0 | 0 | 0 | 0 | 0 | 0 | 0 | 0 | 0 | 0
89 | 90 | 1 | 1 | 1 | 0 | 0.0518 | 0.188 | 0.0528 | 0 | 0 | 0 | 0 | 0 | 0 | 0 | 0 | 0 | 0 | 0 | 0
89 | 90 | 1 | 1 | 1 | 0 | 0.0238 | 0.0997 | 0.106 | 0 | 0 | 0 | 0 | 0 | 0 | 0 | 0 | 0 | 0 | 0 | 0
90 | 91 | 1 | 1 | 1 | 0 | 0.0254 | 0.0836 | 0.0214 | 0 | 0 | 0 | 0 | 0 | 0 | 0 | 0 | 0 | 0 | 0 | 0
89 | 92 | 1 | 1 | 1 | 0 | 0.0099 | 0.0505 | 0.0548 | 0 | 0 | 0 | 0 | 0 | 0 | 0 | 0 | 0 | 0 | 0 | 0
89 | 92 | 1 | 1 | 1 | 0 | 0.0393 | 0.1581 | 0.0414 | 0 | 0 | 0 | 0 | 0 | 0 | 0 | 0 | 0 | 0 | 0 | 0
91 | 92 | 1 | 1 | 1 | 0 | 0.0387 | 0.1272 | 0.03268 | 0 | 0 | 0 | 0 | 0 | 0 | 0 | 0 | 0 | 0 | 0 | 0
92 | 93 | 1 | 1 | 1 | 0 | 0.0258 | 0.0848 | 0.0218 | 0 | 0 | 0 | 0 | 0 | 0 | 0 | 0 | 0 | 0 | 0 | 0
92 | 94 | 1 | 1 | 1 | 0 | 0.0481 | 0.158 | 0.0406 | 0 | 0 | 0 | 0 | 0 | 0 | 0 | 0 | 0 | 0 | 0 | 0
93 | 94 | 1 | 1 | 1 | 0 | 0.0223 | 0.0732 | 0.01876 | 0 | 0 | 0 | 0 | 0 | 0 | 0 | 0 | 0 | 0 | 0 | 0
94 | 95 | 1 | 1 | 1 | 0 | 0.0132 | 0.0434 | 0.0111 | 0 | 0 | 0 | 0 | 0 | 0 | 0 | 0 | 0 | 0 | 0 | 0
80 | 96 | 1 | 1 | 1 | 0 | 0.0356 | 0.182 | 0.0494 | 0 | 0 | 0 | 0 | 0 | 0 | 0 | 0 | 0 | 0 | 0 | 0
82 | 96 | 1 | 1 | 1 | 0 | 0.0162 | 0.053 | 0.0544 | 0 | 0 | 0 | 0 | 0 | 0 | 0 | 0 | 0 | 0 | 0 | 0
94 | 96 | 1 | 1 | 1 | 0 | 0.0269 | 0.0869 | 0.023 | 0 | 0 | 0 | 0 | 0 | 0 | 0 | 0 | 0 | 0 | 0 | 0
80 | 97 | 1 | 1 | 1 | 0 | 0.0183 | 0.0934 | 0.0254 | 0 | 0 | 0 | 0 | 0 | 0 | 0 | 0 | 0 | 0 | 0 | 0
80 | 98 | 1 | 1 | 1 | 0 | 0.0238 | 0.108 | 0.0286 | 0 | 0 | 0 | 0 | 0 | 0 | 0 | 0 | 0 | 0 | 0 | 0
80 | 99 | 1 | 1 | 1 | 0 | 0.0454 | 0.206 | 0.0546 | 0 | 0 | 0 | 0 | 0 | 0 | 0 | 0 | 0 | 0 | 0 | 0
92 | 100 | 1 | 1 | 1 | 0 | 0.0648 | 0.295 | 0.0472 | 0 | 0 | 0 | 0 | 0 | 0 | 0 | 0 | 0 | 0 | 0 | 0
94 | 100 | 1 | 1 | 1 | 0 | 0.0178 | 0.058 | 0.0604 | 0 | 0 | 0 | 0 | 0 | 0 | 0 | 0 | 0 | 0 | 0 | 0
95 | 96 | 1 | 1 | 1 | 0 | 0.0171 | 0.0547 | 0.01474 | 0 | 0 | 0 | 0 | 0 | 0 | 0 | 0 | 0 | 0 | 0 | 0
96 | 97 | 1 | 1 | 1 | 0 | 0.0173 | 0.0885 | 0.024 | 0 | 0 | 0 | 0 | 0 | 0 | 0 | 0 | 0 | 0 | 0 | 0
98 | 100 | 1 | 1 | 1 | 0 | 0.0397 | 0.179 | 0.0476 | 0 | 0 | 0 | 0 | 0 | 0 | 0 | 0 | 0 | 0 | 0 | 0
99 | 100 | 1 | 1 | 1 | 0 | 0.018 | 0.0813 | 0.0216 | 0 | 0 | 0 | 0 | 0 | 0 | 0 | 0 | 0 | 0 | 0 | 0
100 | 101 | 1 | 1 | 1 | 0 | 0.0277 | 0.1262 | 0.0328 | 0 | 0 | 0 | 0 | 0 | 0 | 0 | 0 | 0 | 0 | 0 | 0
92 | 102 | 1 | 1 | 1 | 0 | 0.0123 | 0.0559 | 0.01464 | 0 | 0 | 0 | 0 | 0 | 0 | 0 | 0 | 0 | 0 | 0 | 0
101 | 102 | 1 | 1 | 1 | 0 | 0.0246 | 0.112 | 0.0294 | 0 | 0 | 0 | 0 | 0 | 0 | 0 | 0 | 0 | 0 | 0 | 0
100 | 103 | 1 | 1 | 1 | 0 | 0.016 | 0.0525 | 0.0536 | 0 | 0 | 0 | 0 | 0 | 0 | 0 | 0 | 0 | 0 | 0 | 0
100 | 104 | 1 | 1 | 1 | 0 | 0.0451 | 0.204 | 0.0541 | 0 | 0 | 0 | 0 | 0 | 0 | 0 | 0 | 0 | 0 | 0 | 0
103 | 104 | 1 | 1 | 1 | 0 | 0.0466 | 0.1584 | 0.0407 | 0 | 0 | 0 | 0 | 0 | 0 | 0 | 0 | 0 | 0 | 0 | 0
103 | 105 | 1 | 1 | 1 | 0 | 0.0535 | 0.1625 | 0.0408 | 0 | 0 | 0 | 0 | 0 | 0 | 0 | 0 | 0 | 0 | 0 | 0
100 | 106 | 1 | 1 | 1 | 0 | 0.0605 | 0.229 | 0.062 | 0 | 0 | 0 | 0 | 0 | 0 | 0 | 0 | 0 | 0 | 0 | 0
104 | 105 | 1 | 1 | 1 | 0 | 0.00994 | 0.0378 | 0.00986 | 0 | 0 | 0 | 0 | 0 | 0 | 0 | 0 | 0 | 0 | 0 | 0
105 | 106 | 1 | 1 | 1 | 0 | 0.014 | 0.0547 | 0.01434 | 0 | 0 | 0 | 0 | 0 | 0 | 0 | 0 | 0 | 0 | 0 | 0
105 | 107 | 1 | 1 | 1 | 0 | 0.053 | 0.183 | 0.0472 | 0 | 0 | 0 | 0 | 0 | 0 | 0 | 0 | 0 | 0 | 0 | 0
105 | 108 | 1 | 1 | 1 | 0 | 0.0261 | 0.0703 | 0.01844 | 0 | 0 | 0 | 0 | 0 | 0 | 0 | 0 | 0 | 0 | 0 | 0
106 | 107 | 1 | 1 | 1 | 0 | 0.053 | 0.183 | 0.0472 | 0 | 0 | 0 | 0 | 0 | 0 | 0 | 0 | 0 | 0 | 0 | 0
108 | 109 | 1 | 1 | 1 | 0 | 0.0105 | 0.0288 | 0.0076 | 0 | 0 | 0 | 0 | 0 | 0 | 0 | 0 | 0 | 0 | 0 | 0
103 | 110 | 1 | 1 | 1 | 0 | 0.03906 | 0.1813 | 0.0461 | 0 | 0 | 0 | 0 | 0 | 0 | 0 | 0 | 0 | 0 | 0 | 0
109 | 110 | 1 | 1 | 1 | 0 | 0.0278 | 0.0762 | 0.0202 | 0 | 0 | 0 | 0 | 0 | 0 | 0 | 0 | 0 | 0 | 0 | 0
110 | 111 | 1 | 1 | 1 | 0 | 0.022 | 0.0755 | 0.02 | 0 | 0 | 0 | 0 | 0 | 0 | 0 | 0 | 0 | 0 | 0 | 0
110 | 112 | 1 | 1 | 1 | 0 | 0.0247 | 0.064 | 0.062 | 0 | 0 | 0 | 0 | 0 | 0 | 0 | 0 | 0 | 0 | 0 | 0
17 | 113 | 1 | 1 | 1 | 0 | 0.00913 | 0.0301 | 0.00768 | 0 | 0 | 0 | 0 | 0 | 0 | 0 | 0 | 0 | 0 | 0 | 0
32 | 113 | 1 | 1 | 1 | 0 | 0.0615 | 0.203 | 0.0518 | 0 | 0 | 0 | 0 | 0 | 0 | 0 | 0 | 0 | 0 | 0 | 0
32 | 114 | 1 | 1 | 1 | 0 | 0.0135 | 0.0612 | 0.01628 | 0 | 0 | 0 | 0 | 0 | 0 | 0 | 0 | 0 | 0 | 0 | 0
27 | 115 | 1 | 1 | 1 | 0 | 0.0164 | 0.0741 | 0.01972 | 0 | 0 | 0 | 0 | 0 | 0 | 0 | 0 | 0 | 0 | 0 | 0
114 | 115 | 1 | 1 | 1 | 0 | 0.0023 | 0.0104 | 0.00276 | 0 | 0 | 0 | 0 | 0 | 0 | 0 | 0 | 0 | 0 | 0 | 0
68 | 116 | 1 | 1 | 1 | 0 | 0.00034 | 0.00405 | 0.164 | 0 | 0 | 0 | 0 | 0 | 0 | 0 | 0 | 0 | 0 | 0 | 0
12 | 117 | 1 | 1 | 1 | 0 | 0.0329 | 0.14 | 0.0358 | 0 | 0 | 0 | 0 | 0 | 0 | 0 | 0 | 0 | 0 | 0 | 0
75 | 118 | 1 | 1 | 1 | 0 | 0.0145 | 0.0481 | 0.01198 | 0 | 0 | 0 | 0 | 0 | 0 | 0 | 0 | 0 | 0 | 0 | 0
76 | 118 | 1 | 1 | 1 | 0 | 0.0164 | 0.0544 | 0.01356 | 0 | 0 | 0 | 0 | 0 | 0 | 0 | 0 | 0 | 0 | 0 | 0

## Line Data
Line ID | Tap bus number | Z bus number | B
1 | 1 | 2 | 10.01
2 | 1 | 3 | 23.58
3 | 4 | 5 | 125.31
4 | 3 | 5 | 9.26
5 | 5 | 6 | 18.52
6 | 6 | 7 | 48.08
7 | 8 | 9 | 32.79
8 | 8 | 5 | 37.45
9 | 9 | 10 | 31.06
10 | 4 | 11 | 14.53
11 | 5 | 11 | 14.66
12 | 11 | 12 | 51.02
13 | 2 | 12 | 16.23
14 | 3 | 12 | 6.25
15 | 7 | 12 | 29.41
16 | 11 | 13 | 13.68
17 | 12 | 14 | 14.14
18 | 13 | 15 | 4.09
19 | 14 | 15 | 5.13
20 | 12 | 16 | 11.99
21 | 15 | 17 | 22.88
22 | 16 | 17 | 5.55
23 | 17 | 18 | 19.8
24 | 18 | 19 | 20.28
25 | 19 | 20 | 8.55
26 | 15 | 19 | 25.38
27 | 20 | 21 | 11.78
28 | 21 | 22 | 10.31
29 | 22 | 23 | 6.29
30 | 23 | 24 | 20.33
31 | 23 | 25 | 12.5
32 | 26 | 25 | 26.18
33 | 25 | 27 | 6.13
34 | 27 | 28 | 11.7
35 | 28 | 29 | 10.6
36 | 30 | 17 | 25.77
37 | 8 | 30 | 19.84
38 | 26 | 30 | 11.63
39 | 17 | 31 | 6.4
40 | 29 | 31 | 30.21
41 | 23 | 32 | 8.67
42 | 31 | 32 | 10.15
43 | 27 | 32 | 13.25
44 | 15 | 33 | 8.04
45 | 19 | 34 | 4.05
46 | 35 | 36 | 98.04
47 | 35 | 37 | 20.12
48 | 33 | 37 | 7.04
49 | 34 | 36 | 37.31
50 | 34 | 37 | 106.38
51 | 38 | 37 | 26.67
52 | 37 | 39 | 9.43
53 | 37 | 40 | 5.95
54 | 30 | 38 | 18.52
55 | 39 | 40 | 16.53
56 | 40 | 41 | 20.53
57 | 40 | 42 | 5.46
58 | 41 | 42 | 7.41
59 | 43 | 44 | 4.07
60 | 34 | 43 | 5.95
61 | 44 | 45 | 11.1
62 | 45 | 46 | 7.37
63 | 46 | 47 | 7.87
64 | 46 | 48 | 5.29
65 | 47 | 49 | 16
66 | 42 | 49 | 3.1
67 | 42 | 49 | 3.1
68 | 45 | 49 | 5.38
69 | 48 | 49 | 19.8
70 | 49 | 50 | 13.3
71 | 49 | 51 | 7.3
72 | 51 | 52 | 17.01
73 | 52 | 53 | 6.12
74 | 53 | 54 | 8.2
75 | 49 | 54 | 3.46
76 | 49 | 54 | 3.44
77 | 54 | 55 | 14.14
78 | 54 | 56 | 104.71
79 | 55 | 56 | 66.23
80 | 56 | 57 | 10.35
81 | 50 | 57 | 7.46
82 | 56 | 58 | 10.35
83 | 51 | 58 | 13.91
84 | 54 | 59 | 4.36
85 | 56 | 59 | 3.98
86 | 56 | 59 | 4.18
87 | 55 | 59 | 4.63
88 | 59 | 60 | 6.9
89 | 59 | 61 | 6.67
90 | 60 | 61 | 74.07
91 | 60 | 62 | 17.83
92 | 61 | 62 | 26.6
93 | 63 | 59 | 25.91
94 | 63 | 64 | 50
95 | 64 | 61 | 37.31
96 | 38 | 65 | 10.14
97 | 64 | 65 | 33.11
98 | 49 | 66 | 10.88
99 | 49 | 66 | 10.88
100 | 62 | 66 | 4.59
101 | 62 | 67 | 8.55
102 | 65 | 66 | 27.03
103 | 66 | 67 | 9.85
104 | 65 | 68 | 62.5
105 | 47 | 69 | 3.6
106 | 49 | 69 | 3.09
107 | 68 | 69 | 27.03
108 | 69 | 70 | 7.87
109 | 24 | 70 | 2.43
110 | 70 | 71 | 28.17
111 | 24 | 72 | 5.1
112 | 71 | 72 | 5.56
113 | 71 | 73 | 22.03
114 | 70 | 74 | 7.56
115 | 70 | 75 | 7.09
116 | 69 | 75 | 8.2
117 | 74 | 75 | 24.63
118 | 76 | 77 | 6.76
119 | 69 | 77 | 9.9
120 | 75 | 77 | 5
121 | 77 | 78 | 80.65
122 | 78 | 79 | 40.98
123 | 77 | 80 | 20.62
124 | 77 | 80 | 9.52
125 | 79 | 80 | 14.2
126 | 68 | 81 | 49.5
127 | 81 | 80 | 27.03
128 | 77 | 82 | 11.72
129 | 82 | 83 | 27.29
130 | 83 | 84 | 7.58
131 | 83 | 85 | 6.76
132 | 84 | 85 | 15.6
133 | 85 | 86 | 8.13
134 | 86 | 87 | 4.82
135 | 85 | 88 | 9.8
136 | 85 | 89 | 5.78
137 | 88 | 89 | 14.04
138 | 89 | 90 | 5.32
139 | 89 | 90 | 10.03
140 | 90 | 91 | 11.96
141 | 89 | 92 | 19.8
142 | 89 | 92 | 6.33
143 | 91 | 92 | 7.86
144 | 92 | 93 | 11.79
145 | 92 | 94 | 6.33
146 | 93 | 94 | 13.66
147 | 94 | 95 | 23.04
148 | 80 | 96 | 5.49
149 | 82 | 96 | 18.87
150 | 94 | 96 | 11.51
151 | 80 | 97 | 10.71
152 | 80 | 98 | 9.26
153 | 80 | 99 | 4.85
154 | 92 | 100 | 3.39
155 | 94 | 100 | 17.24
156 | 95 | 96 | 18.28
157 | 96 | 97 | 11.3
158 | 98 | 100 | 5.59
159 | 99 | 100 | 12.3
160 | 100 | 101 | 7.92
161 | 92 | 102 | 17.89
162 | 101 | 102 | 8.93
163 | 100 | 103 | 19.05
164 | 100 | 104 | 4.9
165 | 103 | 104 | 6.31
166 | 103 | 105 | 6.15
167 | 100 | 106 | 4.37
168 | 104 | 105 | 26.46
169 | 105 | 106 | 18.28
170 | 105 | 107 | 5.46
171 | 105 | 108 | 14.22
172 | 106 | 107 | 5.46
173 | 108 | 109 | 34.72
174 | 103 | 110 | 5.52
175 | 109 | 110 | 13.12
176 | 110 | 111 | 13.25
177 | 110 | 112 | 15.62
178 | 17 | 113 | 33.22
179 | 32 | 113 | 4.93
180 | 32 | 114 | 16.34
181 | 27 | 115 | 13.5
182 | 114 | 115 | 96.15
183 | 68 | 116 | 246.91
184 | 12 | 117 | 7.14
185 | 75 | 118 | 20.79
186 | 76 | 118 | 18.38

## Topology Matrix
0 | 1 | 2 | 3 | 4 | 5 | 6 | 7 | 8 | 9 | 10 | 11 | 12 | 13 | 14 | 15 | 16 | 17 | 18 | 19 | 20 | 21 | 22 | 23 | 24 | 25 | 26 | 27 | 28 | 29 | 30 | 31 | 32 | 33 | 34 | 35 | 36 | 37 | 38 | 39 | 40 | 41 | 42 | 43 | 44 | 45 | 46 | 47 | 48 | 49 | 50 | 51 | 52 | 53 | 54 | 55 | 56 | 57 | 58 | 59 | 60 | 61 | 62 | 63 | 64 | 65 | 66 | 67 | 68 | 69 | 70 | 71 | 72 | 73 | 74 | 75 | 76 | 77 | 78 | 79 | 80 | 81 | 82 | 83 | 84 | 85 | 86 | 87 | 88 | 89 | 90 | 91 | 92 | 93 | 94 | 95 | 96 | 97 | 98 | 99 | 100 | 101 | 102 | 103 | 104 | 105 | 106 | 107 | 108 | 109 | 110 | 111 | 112 | 113 | 114 | 115 | 116 | 117
1 | 0 | 0 | 0 | 0 | 0 | 0 | 0 | 0 | 0 | 0 | 0 | 0 | 0 | 0 | 0 | 0 | 0 | 0 | 0 | 0 | 0 | 0 | 0 | 0 | 0 | 0 | 0 | 0 | 0 | 0 | 0 | 0 | 0 | 0 | 0 | 0 | 0 | 0 | 0 | 0 | 0 | 0 | 0 | 0 | 0 | 0 | 0 | 0 | 0 | 0 | 0 | 0 | 0 | 0 | 0 | 0 | 0 | 0 | 0 | 0 | 0 | 0 | 0 | 0 | 0 | 0 | 0 | 0 | 0 | 0 | 0 | 0 | 0 | 0 | 0 | 0 | 0 | 0 | 0 | 0 | 0 | 0 | 0 | 0 | 0 | 0 | 0 | 0 | 0 | 0 | 0 | 0 | 0 | 0 | 0 | 0 | 0 | 0 | 0 | 0 | 0 | 0 | 0 | 0 | 0 | 0 | 0 | 0 | 0 | 0 | 0 | 0 | 0 | 0 | 0 | 0 | 0
10.01 | -10.01 | 0 | 0 | 0 | 0 | 0 | 0 | 0 | 0 | 0 | 0 | 0 | 0 | 0 | 0 | 0 | 0 | 0 | 0 | 0 | 0 | 0 | 0 | 0 | 0 | 0 | 0 | 0 | 0 | 0 | 0 | 0 | 0 | 0 | 0 | 0 | 0 | 0 | 0 | 0 | 0 | 0 | 0 | 0 | 0 | 0 | 0 | 0 | 0 | 0 | 0 | 0 | 0 | 0 | 0 | 0 | 0 | 0 | 0 | 0 | 0 | 0 | 0 | 0 | 0 | 0 | 0 | 0 | 0 | 0 | 0 | 0 | 0 | 0 | 0 | 0 | 0 | 0 | 0 | 0 | 0 | 0 | 0 | 0 | 0 | 0 | 0 | 0 | 0 | 0 | 0 | 0 | 0 | 0 | 0 | 0 | 0 | 0 | 0 | 0 | 0 | 0 | 0 | 0 | 0 | 0 | 0 | 0 | 0 | 0 | 0 | 0 | 0 | 0 | 0 | 0 | 0
23.58 | 0 | -23.58 | 0 | 0 | 0 | 0 | 0 | 0 | 0 | 0 | 0 | 0 | 0 | 0 | 0 | 0 | 0 | 0 | 0 | 0 | 0 | 0 | 0 | 0 | 0 | 0 | 0 | 0 | 0 | 0 | 0 | 0 | 0 | 0 | 0 | 0 | 0 | 0 | 0 | 0 | 0 | 0 | 0 | 0 | 0 | 0 | 0 | 0 | 0 | 0 | 0 | 0 | 0 | 0 | 0 | 0 | 0 | 0 | 0 | 0 | 0 | 0 | 0 | 0 | 0 | 0 | 0 | 0 | 0 | 0 | 0 | 0 | 0 | 0 | 0 | 0 | 0 | 0 | 0 | 0 | 0 | 0 | 0 | 0 | 0 | 0 | 0 | 0 | 0 | 0 | 0 | 0 | 0 | 0 | 0 | 0 | 0 | 0 | 0 | 0 | 0 | 0 | 0 | 0 | 0 | 0 | 0 | 0 | 0 | 0 | 0 | 0 | 0 | 0 | 0 | 0 | 0
0 | 0 | 0 | 125.31 | -125.31 | 0 | 0 | 0 | 0 | 0 | 0 | 0 | 0 | 0 | 0 | 0 | 0 | 0 | 0 | 0 | 0 | 0 | 0 | 0 | 0 | 0 | 0 | 0 | 0 | 0 | 0 | 0 | 0 | 0 | 0 | 0 | 0 | 0 | 0 | 0 | 0 | 0 | 0 | 0 | 0 | 0 | 0 | 0 | 0 | 0 | 0 | 0 | 0 | 0 | 0 | 0 | 0 | 0 | 0 | 0 | 0 | 0 | 0 | 0 | 0 | 0 | 0 | 0 | 0 | 0 | 0 | 0 | 0 | 0 | 0 | 0 | 0 | 0 | 0 | 0 | 0 | 0 | 0 | 0 | 0 | 0 | 0 | 0 | 0 | 0 | 0 | 0 | 0 | 0 | 0 | 0 | 0 | 0 | 0 | 0 | 0 | 0 | 0 | 0 | 0 | 0 | 0 | 0 | 0 | 0 | 0 | 0 | 0 | 0 | 0 | 0 | 0 | 0
0 | 0 | 9.26 | 0 | -9.26 | 0 | 0 | 0 | 0 | 0 | 0 | 0 | 0 | 0 | 0 | 0 | 0 | 0 | 0 | 0 | 0 | 0 | 0 | 0 | 0 | 0 | 0 | 0 | 0 | 0 | 0 | 0 | 0 | 0 | 0 | 0 | 0 | 0 | 0 | 0 | 0 | 0 | 0 | 0 | 0 | 0 | 0 | 0 | 0 | 0 | 0 | 0 | 0 | 0 | 0 | 0 | 0 | 0 | 0 | 0 | 0 | 0 | 0 | 0 | 0 | 0 | 0 | 0 | 0 | 0 | 0 | 0 | 0 | 0 | 0 | 0 | 0 | 0 | 0 | 0 | 0 | 0 | 0 | 0 | 0 | 0 | 0 | 0 | 0 | 0 | 0 | 0 | 0 | 0 | 0 | 0 | 0 | 0 | 0 | 0 | 0 | 0 | 0 | 0 | 0 | 0 | 0 | 0 | 0 | 0 | 0 | 0 | 0 | 0 | 0 | 0 | 0 | 0
0 | 0 | 0 | 0 | 18.52 | -18.52 | 0 | 0 | 0 | 0 | 0 | 0 | 0 | 0 | 0 | 0 | 0 | 0 | 0 | 0 | 0 | 0 | 0 | 0 | 0 | 0 | 0 | 0 | 0 | 0 | 0 | 0 | 0 | 0 | 0 | 0 | 0 | 0 | 0 | 0 | 0 | 0 | 0 | 0 | 0 | 0 | 0 | 0 | 0 | 0 | 0 | 0 | 0 | 0 | 0 | 0 | 0 | 0 | 0 | 0 | 0 | 0 | 0 | 0 | 0 | 0 | 0 | 0 | 0 | 0 | 0 | 0 | 0 | 0 | 0 | 0 | 0 | 0 | 0 | 0 | 0 | 0 | 0 | 0 | 0 | 0 | 0 | 0 | 0 | 0 | 0 | 0 | 0 | 0 | 0 | 0 | 0 | 0 | 0 | 0 | 0 | 0 | 0 | 0 | 0 | 0 | 0 | 0 | 0 | 0 | 0 | 0 | 0 | 0 | 0 | 0 | 0 | 0
0 | 0 | 0 | 0 | 0 | 48.08 | -48.08 | 0 | 0 | 0 | 0 | 0 | 0 | 0 | 0 | 0 | 0 | 0 | 0 | 0 | 0 | 0 | 0 | 0 | 0 | 0 | 0 | 0 | 0 | 0 | 0 | 0 | 0 | 0 | 0 | 0 | 0 | 0 | 0 | 0 | 0 | 0 | 0 | 0 | 0 | 0 | 0 | 0 | 0 | 0 | 0 | 0 | 0 | 0 | 0 | 0 | 0 | 0 | 0 | 0 | 0 | 0 | 0 | 0 | 0 | 0 | 0 | 0 | 0 | 0 | 0 | 0 | 0 | 0 | 0 | 0 | 0 | 0 | 0 | 0 | 0 | 0 | 0 | 0 | 0 | 0 | 0 | 0 | 0 | 0 | 0 | 0 | 0 | 0 | 0 | 0 | 0 | 0 | 0 | 0 | 0 | 0 | 0 | 0 | 0 | 0 | 0 | 0 | 0 | 0 | 0 | 0 | 0 | 0 | 0 | 0 | 0 | 0
0 | 0 | 0 | 0 | 0 | 0 | 0 | 32.79 | -32.79 | 0 | 0 | 0 | 0 | 0 | 0 | 0 | 0 | 0 | 0 | 0 | 0 | 0 | 0 | 0 | 0 | 0 | 0 | 0 | 0 | 0 | 0 | 0 | 0 | 0 | 0 | 0 | 0 | 0 | 0 | 0 | 0 | 0 | 0 | 0 | 0 | 0 | 0 | 0 | 0 | 0 | 0 | 0 | 0 | 0 | 0 | 0 | 0 | 0 | 0 | 0 | 0 | 0 | 0 | 0 | 0 | 0 | 0 | 0 | 0 | 0 | 0 | 0 | 0 | 0 | 0 | 0 | 0 | 0 | 0 | 0 | 0 | 0 | 0 | 0 | 0 | 0 | 0 | 0 | 0 | 0 | 0 | 0 | 0 | 0 | 0 | 0 | 0 | 0 | 0 | 0 | 0 | 0 | 0 | 0 | 0 | 0 | 0 | 0 | 0 | 0 | 0 | 0 | 0 | 0 | 0 | 0 | 0 | 0
0 | 0 | 0 | 0 | -37.45 | 0 | 0 | 37.45 | 0 | 0 | 0 | 0 | 0 | 0 | 0 | 0 | 0 | 0 | 0 | 0 | 0 | 0 | 0 | 0 | 0 | 0 | 0 | 0 | 0 | 0 | 0 | 0 | 0 | 0 | 0 | 0 | 0 | 0 | 0 | 0 | 0 | 0 | 0 | 0 | 0 | 0 | 0 | 0 | 0 | 0 | 0 | 0 | 0 | 0 | 0 | 0 | 0 | 0 | 0 | 0 | 0 | 0 | 0 | 0 | 0 | 0 | 0 | 0 | 0 | 0 | 0 | 0 | 0 | 0 | 0 | 0 | 0 | 0 | 0 | 0 | 0 | 0 | 0 | 0 | 0 | 0 | 0 | 0 | 0 | 0 | 0 | 0 | 0 | 0 | 0 | 0 | 0 | 0 | 0 | 0 | 0 | 0 | 0 | 0 | 0 | 0 | 0 | 0 | 0 | 0 | 0 | 0 | 0 | 0 | 0 | 0 | 0 | 0
0 | 0 | 0 | 0 | 0 | 0 | 0 | 0 | 31.06 | -31.06 | 0 | 0 | 0 | 0 | 0 | 0 | 0 | 0 | 0 | 0 | 0 | 0 | 0 | 0 | 0 | 0 | 0 | 0 | 0 | 0 | 0 | 0 | 0 | 0 | 0 | 0 | 0 | 0 | 0 | 0 | 0 | 0 | 0 | 0 | 0 | 0 | 0 | 0 | 0 | 0 | 0 | 0 | 0 | 0 | 0 | 0 | 0 | 0 | 0 | 0 | 0 | 0 | 0 | 0 | 0 | 0 | 0 | 0 | 0 | 0 | 0 | 0 | 0 | 0 | 0 | 0 | 0 | 0 | 0 | 0 | 0 | 0 | 0 | 0 | 0 | 0 | 0 | 0 | 0 | 0 | 0 | 0 | 0 | 0 | 0 | 0 | 0 | 0 | 0 | 0 | 0 | 0 | 0 | 0 | 0 | 0 | 0 | 0 | 0 | 0 | 0 | 0 | 0 | 0 | 0 | 0 | 0 | 0
0 | 0 | 0 | 14.53 | 0 | 0 | 0 | 0 | 0 | 0 | -14.53 | 0 | 0 | 0 | 0 | 0 | 0 | 0 | 0 | 0 | 0 | 0 | 0 | 0 | 0 | 0 | 0 | 0 | 0 | 0 | 0 | 0 | 0 | 0 | 0 | 0 | 0 | 0 | 0 | 0 | 0 | 0 | 0 | 0 | 0 | 0 | 0 | 0 | 0 | 0 | 0 | 0 | 0 | 0 | 0 | 0 | 0 | 0 | 0 | 0 | 0 | 0 | 0 | 0 | 0 | 0 | 0 | 0 | 0 | 0 | 0 | 0 | 0 | 0 | 0 | 0 | 0 | 0 | 0 | 0 | 0 | 0 | 0 | 0 | 0 | 0 | 0 | 0 | 0 | 0 | 0 | 0 | 0 | 0 | 0 | 0 | 0 | 0 | 0 | 0 | 0 | 0 | 0 | 0 | 0 | 0 | 0 | 0 | 0 | 0 | 0 | 0 | 0 | 0 | 0 | 0 | 0 | 0
0 | 0 | 0 | 0 | 14.66 | 0 | 0 | 0 | 0 | 0 | -14.66 | 0 | 0 | 0 | 0 | 0 | 0 | 0 | 0 | 0 | 0 | 0 | 0 | 0 | 0 | 0 | 0 | 0 | 0 | 0 | 0 | 0 | 0 | 0 | 0 | 0 | 0 | 0 | 0 | 0 | 0 | 0 | 0 | 0 | 0 | 0 | 0 | 0 | 0 | 0 | 0 | 0 | 0 | 0 | 0 | 0 | 0 | 0 | 0 | 0 | 0 | 0 | 0 | 0 | 0 | 0 | 0 | 0 | 0 | 0 | 0 | 0 | 0 | 0 | 0 | 0 | 0 | 0 | 0 | 0 | 0 | 0 | 0 | 0 | 0 | 0 | 0 | 0 | 0 | 0 | 0 | 0 | 0 | 0 | 0 | 0 | 0 | 0 | 0 | 0 | 0 | 0 | 0 | 0 | 0 | 0 | 0 | 0 | 0 | 0 | 0 | 0 | 0 | 0 | 0 | 0 | 0 | 0
0 | 0 | 0 | 0 | 0 | 0 | 0 | 0 | 0 | 0 | 51.02 | -51.02 | 0 | 0 | 0 | 0 | 0 | 0 | 0 | 0 | 0 | 0 | 0 | 0 | 0 | 0 | 0 | 0 | 0 | 0 | 0 | 0 | 0 | 0 | 0 | 0 | 0 | 0 | 0 | 0 | 0 | 0 | 0 | 0 | 0 | 0 | 0 | 0 | 0 | 0 | 0 | 0 | 0 | 0 | 0 | 0 | 0 | 0 | 0 | 0 | 0 | 0 | 0 | 0 | 0 | 0 | 0 | 0 | 0 | 0 | 0 | 0 | 0 | 0 | 0 | 0 | 0 | 0 | 0 | 0 | 0 | 0 | 0 | 0 | 0 | 0 | 0 | 0 | 0 | 0 | 0 | 0 | 0 | 0 | 0 | 0 | 0 | 0 | 0 | 0 | 0 | 0 | 0 | 0 | 0 | 0 | 0 | 0 | 0 | 0 | 0 | 0 | 0 | 0 | 0 | 0 | 0 | 0
0 | 16.23 | 0 | 0 | 0 | 0 | 0 | 0 | 0 | 0 | 0 | -16.23 | 0 | 0 | 0 | 0 | 0 | 0 | 0 | 0 | 0 | 0 | 0 | 0 | 0 | 0 | 0 | 0 | 0 | 0 | 0 | 0 | 0 | 0 | 0 | 0 | 0 | 0 | 0 | 0 | 0 | 0 | 0 | 0 | 0 | 0 | 0 | 0 | 0 | 0 | 0 | 0 | 0 | 0 | 0 | 0 | 0 | 0 | 0 | 0 | 0 | 0 | 0 | 0 | 0 | 0 | 0 | 0 | 0 | 0 | 0 | 0 | 0 | 0 | 0 | 0 | 0 | 0 | 0 | 0 | 0 | 0 | 0 | 0 | 0 | 0 | 0 | 0 | 0 | 0 | 0 | 0 | 0 | 0 | 0 | 0 | 0 | 0 | 0 | 0 | 0 | 0 | 0 | 0 | 0 | 0 | 0 | 0 | 0 | 0 | 0 | 0 | 0 | 0 | 0 | 0 | 0 | 0
0 | 0 | 6.25 | 0 | 0 | 0 | 0 | 0 | 0 | 0 | 0 | -6.25 | 0 | 0 | 0 | 0 | 0 | 0 | 0 | 0 | 0 | 0 | 0 | 0 | 0 | 0 | 0 | 0 | 0 | 0 | 0 | 0 | 0 | 0 | 0 | 0 | 0 | 0 | 0 | 0 | 0 | 0 | 0 | 0 | 0 | 0 | 0 | 0 | 0 | 0 | 0 | 0 | 0 | 0 | 0 | 0 | 0 | 0 | 0 | 0 | 0 | 0 | 0 | 0 | 0 | 0 | 0 | 0 | 0 | 0 | 0 | 0 | 0 | 0 | 0 | 0 | 0 | 0 | 0 | 0 | 0 | 0 | 0 | 0 | 0 | 0 | 0 | 0 | 0 | 0 | 0 | 0 | 0 | 0 | 0 | 0 | 0 | 0 | 0 | 0 | 0 | 0 | 0 | 0 | 0 | 0 | 0 | 0 | 0 | 0 | 0 | 0 | 0 | 0 | 0 | 0 | 0 | 0
0 | 0 | 0 | 0 | 0 | 0 | 29.41 | 0 | 0 | 0 | 0 | -29.41 | 0 | 0 | 0 | 0 | 0 | 0 | 0 | 0 | 0 | 0 | 0 | 0 | 0 | 0 | 0 | 0 | 0 | 0 | 0 | 0 | 0 | 0 | 0 | 0 | 0 | 0 | 0 | 0 | 0 | 0 | 0 | 0 | 0 | 0 | 0 | 0 | 0 | 0 | 0 | 0 | 0 | 0 | 0 | 0 | 0 | 0 | 0 | 0 | 0 | 0 | 0 | 0 | 0 | 0 | 0 | 0 | 0 | 0 | 0 | 0 | 0 | 0 | 0 | 0 | 0 | 0 | 0 | 0 | 0 | 0 | 0 | 0 | 0 | 0 | 0 | 0 | 0 | 0 | 0 | 0 | 0 | 0 | 0 | 0 | 0 | 0 | 0 | 0 | 0 | 0 | 0 | 0 | 0 | 0 | 0 | 0 | 0 | 0 | 0 | 0 | 0 | 0 | 0 | 0 | 0 | 0
0 | 0 | 0 | 0 | 0 | 0 | 0 | 0 | 0 | 0 | 13.68 | 0 | -13.68 | 0 | 0 | 0 | 0 | 0 | 0 | 0 | 0 | 0 | 0 | 0 | 0 | 0 | 0 | 0 | 0 | 0 | 0 | 0 | 0 | 0 | 0 | 0 | 0 | 0 | 0 | 0 | 0 | 0 | 0 | 0 | 0 | 0 | 0 | 0 | 0 | 0 | 0 | 0 | 0 | 0 | 0 | 0 | 0 | 0 | 0 | 0 | 0 | 0 | 0 | 0 | 0 | 0 | 0 | 0 | 0 | 0 | 0 | 0 | 0 | 0 | 0 | 0 | 0 | 0 | 0 | 0 | 0 | 0 | 0 | 0 | 0 | 0 | 0 | 0 | 0 | 0 | 0 | 0 | 0 | 0 | 0 | 0 | 0 | 0 | 0 | 0 | 0 | 0 | 0 | 0 | 0 | 0 | 0 | 0 | 0 | 0 | 0 | 0 | 0 | 0 | 0 | 0 | 0 | 0
0 | 0 | 0 | 0 | 0 | 0 | 0 | 0 | 0 | 0 | 0 | 14.14 | 0 | -14.14 | 0 | 0 | 0 | 0 | 0 | 0 | 0 | 0 | 0 | 0 | 0 | 0 | 0 | 0 | 0 | 0 | 0 | 0 | 0 | 0 | 0 | 0 | 0 | 0 | 0 | 0 | 0 | 0 | 0 | 0 | 0 | 0 | 0 | 0 | 0 | 0 | 0 | 0 | 0 | 0 | 0 | 0 | 0 | 0 | 0 | 0 | 0 | 0 | 0 | 0 | 0 | 0 | 0 | 0 | 0 | 0 | 0 | 0 | 0 | 0 | 0 | 0 | 0 | 0 | 0 | 0 | 0 | 0 | 0 | 0 | 0 | 0 | 0 | 0 | 0 | 0 | 0 | 0 | 0 | 0 | 0 | 0 | 0 | 0 | 0 | 0 | 0 | 0 | 0 | 0 | 0 | 0 | 0 | 0 | 0 | 0 | 0 | 0 | 0 | 0 | 0 | 0 | 0 | 0
0 | 0 | 0 | 0 | 0 | 0 | 0 | 0 | 0 | 0 | 0 | 0 | 4.09 | 0 | -4.09 | 0 | 0 | 0 | 0 | 0 | 0 | 0 | 0 | 0 | 0 | 0 | 0 | 0 | 0 | 0 | 0 | 0 | 0 | 0 | 0 | 0 | 0 | 0 | 0 | 0 | 0 | 0 | 0 | 0 | 0 | 0 | 0 | 0 | 0 | 0 | 0 | 0 | 0 | 0 | 0 | 0 | 0 | 0 | 0 | 0 | 0 | 0 | 0 | 0 | 0 | 0 | 0 | 0 | 0 | 0 | 0 | 0 | 0 | 0 | 0 | 0 | 0 | 0 | 0 | 0 | 0 | 0 | 0 | 0 | 0 | 0 | 0 | 0 | 0 | 0 | 0 | 0 | 0 | 0 | 0 | 0 | 0 | 0 | 0 | 0 | 0 | 0 | 0 | 0 | 0 | 0 | 0 | 0 | 0 | 0 | 0 | 0 | 0 | 0 | 0 | 0 | 0 | 0
0 | 0 | 0 | 0 | 0 | 0 | 0 | 0 | 0 | 0 | 0 | 0 | 0 | 5.13 | -5.13 | 0 | 0 | 0 | 0 | 0 | 0 | 0 | 0 | 0 | 0 | 0 | 0 | 0 | 0 | 0 | 0 | 0 | 0 | 0 | 0 | 0 | 0 | 0 | 0 | 0 | 0 | 0 | 0 | 0 | 0 | 0 | 0 | 0 | 0 | 0 | 0 | 0 | 0 | 0 | 0 | 0 | 0 | 0 | 0 | 0 | 0 | 0 | 0 | 0 | 0 | 0 | 0 | 0 | 0 | 0 | 0 | 0 | 0 | 0 | 0 | 0 | 0 | 0 | 0 | 0 | 0 | 0 | 0 | 0 | 0 | 0 | 0 | 0 | 0 | 0 | 0 | 0 | 0 | 0 | 0 | 0 | 0 | 0 | 0 | 0 | 0 | 0 | 0 | 0 | 0 | 0 | 0 | 0 | 0 | 0 | 0 | 0 | 0 | 0 | 0 | 0 | 0 | 0
0 | 0 | 0 | 0 | 0 | 0 | 0 | 0 | 0 | 0 | 0 | 11.99 | 0 | 0 | 0 | -11.99 | 0 | 0 | 0 | 0 | 0 | 0 | 0 | 0 | 0 | 0 | 0 | 0 | 0 | 0 | 0 | 0 | 0 | 0 | 0 | 0 | 0 | 0 | 0 | 0 | 0 | 0 | 0 | 0 | 0 | 0 | 0 | 0 | 0 | 0 | 0 | 0 | 0 | 0 | 0 | 0 | 0 | 0 | 0 | 0 | 0 | 0 | 0 | 0 | 0 | 0 | 0 | 0 | 0 | 0 | 0 | 0 | 0 | 0 | 0 | 0 | 0 | 0 | 0 | 0 | 0 | 0 | 0 | 0 | 0 | 0 | 0 | 0 | 0 | 0 | 0 | 0 | 0 | 0 | 0 | 0 | 0 | 0 | 0 | 0 | 0 | 0 | 0 | 0 | 0 | 0 | 0 | 0 | 0 | 0 | 0 | 0 | 0 | 0 | 0 | 0 | 0 | 0
0 | 0 | 0 | 0 | 0 | 0 | 0 | 0 | 0 | 0 | 0 | 0 | 0 | 0 | 22.88 | 0 | -22.88 | 0 | 0 | 0 | 0 | 0 | 0 | 0 | 0 | 0 | 0 | 0 | 0 | 0 | 0 | 0 | 0 | 0 | 0 | 0 | 0 | 0 | 0 | 0 | 0 | 0 | 0 | 0 | 0 | 0 | 0 | 0 | 0 | 0 | 0 | 0 | 0 | 0 | 0 | 0 | 0 | 0 | 0 | 0 | 0 | 0 | 0 | 0 | 0 | 0 | 0 | 0 | 0 | 0 | 0 | 0 | 0 | 0 | 0 | 0 | 0 | 0 | 0 | 0 | 0 | 0 | 0 | 0 | 0 | 0 | 0 | 0 | 0 | 0 | 0 | 0 | 0 | 0 | 0 | 0 | 0 | 0 | 0 | 0 | 0 | 0 | 0 | 0 | 0 | 0 | 0 | 0 | 0 | 0 | 0 | 0 | 0 | 0 | 0 | 0 | 0 | 0
0 | 0 | 0 | 0 | 0 | 0 | 0 | 0 | 0 | 0 | 0 | 0 | 0 | 0 | 0 | 5.55 | -5.55 | 0 | 0 | 0 | 0 | 0 | 0 | 0 | 0 | 0 | 0 | 0 | 0 | 0 | 0 | 0 | 0 | 0 | 0 | 0 | 0 | 0 | 0 | 0 | 0 | 0 | 0 | 0 | 0 | 0 | 0 | 0 | 0 | 0 | 0 | 0 | 0 | 0 | 0 | 0 | 0 | 0 | 0 | 0 | 0 | 0 | 0 | 0 | 0 | 0 | 0 | 0 | 0 | 0 | 0 | 0 | 0 | 0 | 0 | 0 | 0 | 0 | 0 | 0 | 0 | 0 | 0 | 0 | 0 | 0 | 0 | 0 | 0 | 0 | 0 | 0 | 0 | 0 | 0 | 0 | 0 | 0 | 0 | 0 | 0 | 0 | 0 | 0 | 0 | 0 | 0 | 0 | 0 | 0 | 0 | 0 | 0 | 0 | 0 | 0 | 0 | 0
0 | 0 | 0 | 0 | 0 | 0 | 0 | 0 | 0 | 0 | 0 | 0 | 0 | 0 | 0 | 0 | 19.8 | -19.8 | 0 | 0 | 0 | 0 | 0 | 0 | 0 | 0 | 0 | 0 | 0 | 0 | 0 | 0 | 0 | 0 | 0 | 0 | 0 | 0 | 0 | 0 | 0 | 0 | 0 | 0 | 0 | 0 | 0 | 0 | 0 | 0 | 0 | 0 | 0 | 0 | 0 | 0 | 0 | 0 | 0 | 0 | 0 | 0 | 0 | 0 | 0 | 0 | 0 | 0 | 0 | 0 | 0 | 0 | 0 | 0 | 0 | 0 | 0 | 0 | 0 | 0 | 0 | 0 | 0 | 0 | 0 | 0 | 0 | 0 | 0 | 0 | 0 | 0 | 0 | 0 | 0 | 0 | 0 | 0 | 0 | 0 | 0 | 0 | 0 | 0 | 0 | 0 | 0 | 0 | 0 | 0 | 0 | 0 | 0 | 0 | 0 | 0 | 0 | 0
0 | 0 | 0 | 0 | 0 | 0 | 0 | 0 | 0 | 0 | 0 | 0 | 0 | 0 | 0 | 0 | 0 | 20.28 | -20.28 | 0 | 0 | 0 | 0 | 0 | 0 | 0 | 0 | 0 | 0 | 0 | 0 | 0 | 0 | 0 | 0 | 0 | 0 | 0 | 0 | 0 | 0 | 0 | 0 | 0 | 0 | 0 | 0 | 0 | 0 | 0 | 0 | 0 | 0 | 0 | 0 | 0 | 0 | 0 | 0 | 0 | 0 | 0 | 0 | 0 | 0 | 0 | 0 | 0 | 0 | 0 | 0 | 0 | 0 | 0 | 0 | 0 | 0 | 0 | 0 | 0 | 0 | 0 | 0 | 0 | 0 | 0 | 0 | 0 | 0 | 0 | 0 | 0 | 0 | 0 | 0 | 0 | 0 | 0 | 0 | 0 | 0 | 0 | 0 | 0 | 0 | 0 | 0 | 0 | 0 | 0 | 0 | 0 | 0 | 0 | 0 | 0 | 0 | 0
0 | 0 | 0 | 0 | 0 | 0 | 0 | 0 | 0 | 0 | 0 | 0 | 0 | 0 | 0 | 0 | 0 | 0 | 8.55 | -8.55 | 0 | 0 | 0 | 0 | 0 | 0 | 0 | 0 | 0 | 0 | 0 | 0 | 0 | 0 | 0 | 0 | 0 | 0 | 0 | 0 | 0 | 0 | 0 | 0 | 0 | 0 | 0 | 0 | 0 | 0 | 0 | 0 | 0 | 0 | 0 | 0 | 0 | 0 | 0 | 0 | 0 | 0 | 0 | 0 | 0 | 0 | 0 | 0 | 0 | 0 | 0 | 0 | 0 | 0 | 0 | 0 | 0 | 0 | 0 | 0 | 0 | 0 | 0 | 0 | 0 | 0 | 0 | 0 | 0 | 0 | 0 | 0 | 0 | 0 | 0 | 0 | 0 | 0 | 0 | 0 | 0 | 0 | 0 | 0 | 0 | 0 | 0 | 0 | 0 | 0 | 0 | 0 | 0 | 0 | 0 | 0 | 0 | 0
0 | 0 | 0 | 0 | 0 | 0 | 0 | 0 | 0 | 0 | 0 | 0 | 0 | 0 | 25.38 | 0 | 0 | 0 | -25.38 | 0 | 0 | 0 | 0 | 0 | 0 | 0 | 0 | 0 | 0 | 0 | 0 | 0 | 0 | 0 | 0 | 0 | 0 | 0 | 0 | 0 | 0 | 0 | 0 | 0 | 0 | 0 | 0 | 0 | 0 | 0 | 0 | 0 | 0 | 0 | 0 | 0 | 0 | 0 | 0 | 0 | 0 | 0 | 0 | 0 | 0 | 0 | 0 | 0 | 0 | 0 | 0 | 0 | 0 | 0 | 0 | 0 | 0 | 0 | 0 | 0 | 0 | 0 | 0 | 0 | 0 | 0 | 0 | 0 | 0 | 0 | 0 | 0 | 0 | 0 | 0 | 0 | 0 | 0 | 0 | 0 | 0 | 0 | 0 | 0 | 0 | 0 | 0 | 0 | 0 | 0 | 0 | 0 | 0 | 0 | 0 | 0 | 0 | 0
0 | 0 | 0 | 0 | 0 | 0 | 0 | 0 | 0 | 0 | 0 | 0 | 0 | 0 | 0 | 0 | 0 | 0 | 0 | 11.78 | -11.78 | 0 | 0 | 0 | 0 | 0 | 0 | 0 | 0 | 0 | 0 | 0 | 0 | 0 | 0 | 0 | 0 | 0 | 0 | 0 | 0 | 0 | 0 | 0 | 0 | 0 | 0 | 0 | 0 | 0 | 0 | 0 | 0 | 0 | 0 | 0 | 0 | 0 | 0 | 0 | 0 | 0 | 0 | 0 | 0 | 0 | 0 | 0 | 0 | 0 | 0 | 0 | 0 | 0 | 0 | 0 | 0 | 0 | 0 | 0 | 0 | 0 | 0 | 0 | 0 | 0 | 0 | 0 | 0 | 0 | 0 | 0 | 0 | 0 | 0 | 0 | 0 | 0 | 0 | 0 | 0 | 0 | 0 | 0 | 0 | 0 | 0 | 0 | 0 | 0 | 0 | 0 | 0 | 0 | 0 | 0 | 0 | 0
0 | 0 | 0 | 0 | 0 | 0 | 0 | 0 | 0 | 0 | 0 | 0 | 0 | 0 | 0 | 0 | 0 | 0 | 0 | 0 | 10.31 | -10.31 | 0 | 0 | 0 | 0 | 0 | 0 | 0 | 0 | 0 | 0 | 0 | 0 | 0 | 0 | 0 | 0 | 0 | 0 | 0 | 0 | 0 | 0 | 0 | 0 | 0 | 0 | 0 | 0 | 0 | 0 | 0 | 0 | 0 | 0 | 0 | 0 | 0 | 0 | 0 | 0 | 0 | 0 | 0 | 0 | 0 | 0 | 0 | 0 | 0 | 0 | 0 | 0 | 0 | 0 | 0 | 0 | 0 | 0 | 0 | 0 | 0 | 0 | 0 | 0 | 0 | 0 | 0 | 0 | 0 | 0 | 0 | 0 | 0 | 0 | 0 | 0 | 0 | 0 | 0 | 0 | 0 | 0 | 0 | 0 | 0 | 0 | 0 | 0 | 0 | 0 | 0 | 0 | 0 | 0 | 0 | 0
0 | 0 | 0 | 0 | 0 | 0 | 0 | 0 | 0 | 0 | 0 | 0 | 0 | 0 | 0 | 0 | 0 | 0 | 0 | 0 | 0 | 6.29 | -6.29 | 0 | 0 | 0 | 0 | 0 | 0 | 0 | 0 | 0 | 0 | 0 | 0 | 0 | 0 | 0 | 0 | 0 | 0 | 0 | 0 | 0 | 0 | 0 | 0 | 0 | 0 | 0 | 0 | 0 | 0 | 0 | 0 | 0 | 0 | 0 | 0 | 0 | 0 | 0 | 0 | 0 | 0 | 0 | 0 | 0 | 0 | 0 | 0 | 0 | 0 | 0 | 0 | 0 | 0 | 0 | 0 | 0 | 0 | 0 | 0 | 0 | 0 | 0 | 0 | 0 | 0 | 0 | 0 | 0 | 0 | 0 | 0 | 0 | 0 | 0 | 0 | 0 | 0 | 0 | 0 | 0 | 0 | 0 | 0 | 0 | 0 | 0 | 0 | 0 | 0 | 0 | 0 | 0 | 0 | 0
0 | 0 | 0 | 0 | 0 | 0 | 0 | 0 | 0 | 0 | 0 | 0 | 0 | 0 | 0 | 0 | 0 | 0 | 0 | 0 | 0 | 0 | 20.33 | -20.33 | 0 | 0 | 0 | 0 | 0 | 0 | 0 | 0 | 0 | 0 | 0 | 0 | 0 | 0 | 0 | 0 | 0 | 0 | 0 | 0 | 0 | 0 | 0 | 0 | 0 | 0 | 0 | 0 | 0 | 0 | 0 | 0 | 0 | 0 | 0 | 0 | 0 | 0 | 0 | 0 | 0 | 0 | 0 | 0 | 0 | 0 | 0 | 0 | 0 | 0 | 0 | 0 | 0 | 0 | 0 | 0 | 0 | 0 | 0 | 0 | 0 | 0 | 0 | 0 | 0 | 0 | 0 | 0 | 0 | 0 | 0 | 0 | 0 | 0 | 0 | 0 | 0 | 0 | 0 | 0 | 0 | 0 | 0 | 0 | 0 | 0 | 0 | 0 | 0 | 0 | 0 | 0 | 0 | 0
0 | 0 | 0 | 0 | 0 | 0 | 0 | 0 | 0 | 0 | 0 | 0 | 0 | 0 | 0 | 0 | 0 | 0 | 0 | 0 | 0 | 0 | 12.5 | 0 | -12.5 | 0 | 0 | 0 | 0 | 0 | 0 | 0 | 0 | 0 | 0 | 0 | 0 | 0 | 0 | 0 | 0 | 0 | 0 | 0 | 0 | 0 | 0 | 0 | 0 | 0 | 0 | 0 | 0 | 0 | 0 | 0 | 0 | 0 | 0 | 0 | 0 | 0 | 0 | 0 | 0 | 0 | 0 | 0 | 0 | 0 | 0 | 0 | 0 | 0 | 0 | 0 | 0 | 0 | 0 | 0 | 0 | 0 | 0 | 0 | 0 | 0 | 0 | 0 | 0 | 0 | 0 | 0 | 0 | 0 | 0 | 0 | 0 | 0 | 0 | 0 | 0 | 0 | 0 | 0 | 0 | 0 | 0 | 0 | 0 | 0 | 0 | 0 | 0 | 0 | 0 | 0 | 0 | 0
0 | 0 | 0 | 0 | 0 | 0 | 0 | 0 | 0 | 0 | 0 | 0 | 0 | 0 | 0 | 0 | 0 | 0 | 0 | 0 | 0 | 0 | 0 | 0 | -26.18 | 26.18 | 0 | 0 | 0 | 0 | 0 | 0 | 0 | 0 | 0 | 0 | 0 | 0 | 0 | 0 | 0 | 0 | 0 | 0 | 0 | 0 | 0 | 0 | 0 | 0 | 0 | 0 | 0 | 0 | 0 | 0 | 0 | 0 | 0 | 0 | 0 | 0 | 0 | 0 | 0 | 0 | 0 | 0 | 0 | 0 | 0 | 0 | 0 | 0 | 0 | 0 | 0 | 0 | 0 | 0 | 0 | 0 | 0 | 0 | 0 | 0 | 0 | 0 | 0 | 0 | 0 | 0 | 0 | 0 | 0 | 0 | 0 | 0 | 0 | 0 | 0 | 0 | 0 | 0 | 0 | 0 | 0 | 0 | 0 | 0 | 0 | 0 | 0 | 0 | 0 | 0 | 0 | 0
0 | 0 | 0 | 0 | 0 | 0 | 0 | 0 | 0 | 0 | 0 | 0 | 0 | 0 | 0 | 0 | 0 | 0 | 0 | 0 | 0 | 0 | 0 | 0 | 6.13 | 0 | -6.13 | 0 | 0 | 0 | 0 | 0 | 0 | 0 | 0 | 0 | 0 | 0 | 0 | 0 | 0 | 0 | 0 | 0 | 0 | 0 | 0 | 0 | 0 | 0 | 0 | 0 | 0 | 0 | 0 | 0 | 0 | 0 | 0 | 0 | 0 | 0 | 0 | 0 | 0 | 0 | 0 | 0 | 0 | 0 | 0 | 0 | 0 | 0 | 0 | 0 | 0 | 0 | 0 | 0 | 0 | 0 | 0 | 0 | 0 | 0 | 0 | 0 | 0 | 0 | 0 | 0 | 0 | 0 | 0 | 0 | 0 | 0 | 0 | 0 | 0 | 0 | 0 | 0 | 0 | 0 | 0 | 0 | 0 | 0 | 0 | 0 | 0 | 0 | 0 | 0 | 0 | 0
0 | 0 | 0 | 0 | 0 | 0 | 0 | 0 | 0 | 0 | 0 | 0 | 0 | 0 | 0 | 0 | 0 | 0 | 0 | 0 | 0 | 0 | 0 | 0 | 0 | 0 | 11.7 | -11.7 | 0 | 0 | 0 | 0 | 0 | 0 | 0 | 0 | 0 | 0 | 0 | 0 | 0 | 0 | 0 | 0 | 0 | 0 | 0 | 0 | 0 | 0 | 0 | 0 | 0 | 0 | 0 | 0 | 0 | 0 | 0 | 0 | 0 | 0 | 0 | 0 | 0 | 0 | 0 | 0 | 0 | 0 | 0 | 0 | 0 | 0 | 0 | 0 | 0 | 0 | 0 | 0 | 0 | 0 | 0 | 0 | 0 | 0 | 0 | 0 | 0 | 0 | 0 | 0 | 0 | 0 | 0 | 0 | 0 | 0 | 0 | 0 | 0 | 0 | 0 | 0 | 0 | 0 | 0 | 0 | 0 | 0 | 0 | 0 | 0 | 0 | 0 | 0 | 0 | 0
0 | 0 | 0 | 0 | 0 | 0 | 0 | 0 | 0 | 0 | 0 | 0 | 0 | 0 | 0 | 0 | 0 | 0 | 0 | 0 | 0 | 0 | 0 | 0 | 0 | 0 | 0 | 10.6 | -10.6 | 0 | 0 | 0 | 0 | 0 | 0 | 0 | 0 | 0 | 0 | 0 | 0 | 0 | 0 | 0 | 0 | 0 | 0 | 0 | 0 | 0 | 0 | 0 | 0 | 0 | 0 | 0 | 0 | 0 | 0 | 0 | 0 | 0 | 0 | 0 | 0 | 0 | 0 | 0 | 0 | 0 | 0 | 0 | 0 | 0 | 0 | 0 | 0 | 0 | 0 | 0 | 0 | 0 | 0 | 0 | 0 | 0 | 0 | 0 | 0 | 0 | 0 | 0 | 0 | 0 | 0 | 0 | 0 | 0 | 0 | 0 | 0 | 0 | 0 | 0 | 0 | 0 | 0 | 0 | 0 | 0 | 0 | 0 | 0 | 0 | 0 | 0 | 0 | 0
0 | 0 | 0 | 0 | 0 | 0 | 0 | 0 | 0 | 0 | 0 | 0 | 0 | 0 | 0 | 0 | -25.77 | 0 | 0 | 0 | 0 | 0 | 0 | 0 | 0 | 0 | 0 | 0 | 0 | 25.77 | 0 | 0 | 0 | 0 | 0 | 0 | 0 | 0 | 0 | 0 | 0 | 0 | 0 | 0 | 0 | 0 | 0 | 0 | 0 | 0 | 0 | 0 | 0 | 0 | 0 | 0 | 0 | 0 | 0 | 0 | 0 | 0 | 0 | 0 | 0 | 0 | 0 | 0 | 0 | 0 | 0 | 0 | 0 | 0 | 0 | 0 | 0 | 0 | 0 | 0 | 0 | 0 | 0 | 0 | 0 | 0 | 0 | 0 | 0 | 0 | 0 | 0 | 0 | 0 | 0 | 0 | 0 | 0 | 0 | 0 | 0 | 0 | 0 | 0 | 0 | 0 | 0 | 0 | 0 | 0 | 0 | 0 | 0 | 0 | 0 | 0 | 0 | 0
0 | 0 | 0 | 0 | 0 | 0 | 0 | 19.84 | 0 | 0 | 0 | 0 | 0 | 0 | 0 | 0 | 0 | 0 | 0 | 0 | 0 | 0 | 0 | 0 | 0 | 0 | 0 | 0 | 0 | -19.84 | 0 | 0 | 0 | 0 | 0 | 0 | 0 | 0 | 0 | 0 | 0 | 0 | 0 | 0 | 0 | 0 | 0 | 0 | 0 | 0 | 0 | 0 | 0 | 0 | 0 | 0 | 0 | 0 | 0 | 0 | 0 | 0 | 0 | 0 | 0 | 0 | 0 | 0 | 0 | 0 | 0 | 0 | 0 | 0 | 0 | 0 | 0 | 0 | 0 | 0 | 0 | 0 | 0 | 0 | 0 | 0 | 0 | 0 | 0 | 0 | 0 | 0 | 0 | 0 | 0 | 0 | 0 | 0 | 0 | 0 | 0 | 0 | 0 | 0 | 0 | 0 | 0 | 0 | 0 | 0 | 0 | 0 | 0 | 0 | 0 | 0 | 0 | 0
0 | 0 | 0 | 0 | 0 | 0 | 0 | 0 | 0 | 0 | 0 | 0 | 0 | 0 | 0 | 0 | 0 | 0 | 0 | 0 | 0 | 0 | 0 | 0 | 0 | 11.63 | 0 | 0 | 0 | -11.63 | 0 | 0 | 0 | 0 | 0 | 0 | 0 | 0 | 0 | 0 | 0 | 0 | 0 | 0 | 0 | 0 | 0 | 0 | 0 | 0 | 0 | 0 | 0 | 0 | 0 | 0 | 0 | 0 | 0 | 0 | 0 | 0 | 0 | 0 | 0 | 0 | 0 | 0 | 0 | 0 | 0 | 0 | 0 | 0 | 0 | 0 | 0 | 0 | 0 | 0 | 0 | 0 | 0 | 0 | 0 | 0 | 0 | 0 | 0 | 0 | 0 | 0 | 0 | 0 | 0 | 0 | 0 | 0 | 0 | 0 | 0 | 0 | 0 | 0 | 0 | 0 | 0 | 0 | 0 | 0 | 0 | 0 | 0 | 0 | 0 | 0 | 0 | 0
0 | 0 | 0 | 0 | 0 | 0 | 0 | 0 | 0 | 0 | 0 | 0 | 0 | 0 | 0 | 0 | 6.4 | 0 | 0 | 0 | 0 | 0 | 0 | 0 | 0 | 0 | 0 | 0 | 0 | 0 | -6.4 | 0 | 0 | 0 | 0 | 0 | 0 | 0 | 0 | 0 | 0 | 0 | 0 | 0 | 0 | 0 | 0 | 0 | 0 | 0 | 0 | 0 | 0 | 0 | 0 | 0 | 0 | 0 | 0 | 0 | 0 | 0 | 0 | 0 | 0 | 0 | 0 | 0 | 0 | 0 | 0 | 0 | 0 | 0 | 0 | 0 | 0 | 0 | 0 | 0 | 0 | 0 | 0 | 0 | 0 | 0 | 0 | 0 | 0 | 0 | 0 | 0 | 0 | 0 | 0 | 0 | 0 | 0 | 0 | 0 | 0 | 0 | 0 | 0 | 0 | 0 | 0 | 0 | 0 | 0 | 0 | 0 | 0 | 0 | 0 | 0 | 0 | 0
0 | 0 | 0 | 0 | 0 | 0 | 0 | 0 | 0 | 0 | 0 | 0 | 0 | 0 | 0 | 0 | 0 | 0 | 0 | 0 | 0 | 0 | 0 | 0 | 0 | 0 | 0 | 0 | 30.21 | 0 | -30.21 | 0 | 0 | 0 | 0 | 0 | 0 | 0 | 0 | 0 | 0 | 0 | 0 | 0 | 0 | 0 | 0 | 0 | 0 | 0 | 0 | 0 | 0 | 0 | 0 | 0 | 0 | 0 | 0 | 0 | 0 | 0 | 0 | 0 | 0 | 0 | 0 | 0 | 0 | 0 | 0 | 0 | 0 | 0 | 0 | 0 | 0 | 0 | 0 | 0 | 0 | 0 | 0 | 0 | 0 | 0 | 0 | 0 | 0 | 0 | 0 | 0 | 0 | 0 | 0 | 0 | 0 | 0 | 0 | 0 | 0 | 0 | 0 | 0 | 0 | 0 | 0 | 0 | 0 | 0 | 0 | 0 | 0 | 0 | 0 | 0 | 0 | 0
0 | 0 | 0 | 0 | 0 | 0 | 0 | 0 | 0 | 0 | 0 | 0 | 0 | 0 | 0 | 0 | 0 | 0 | 0 | 0 | 0 | 0 | 8.67 | 0 | 0 | 0 | 0 | 0 | 0 | 0 | 0 | -8.67 | 0 | 0 | 0 | 0 | 0 | 0 | 0 | 0 | 0 | 0 | 0 | 0 | 0 | 0 | 0 | 0 | 0 | 0 | 0 | 0 | 0 | 0 | 0 | 0 | 0 | 0 | 0 | 0 | 0 | 0 | 0 | 0 | 0 | 0 | 0 | 0 | 0 | 0 | 0 | 0 | 0 | 0 | 0 | 0 | 0 | 0 | 0 | 0 | 0 | 0 | 0 | 0 | 0 | 0 | 0 | 0 | 0 | 0 | 0 | 0 | 0 | 0 | 0 | 0 | 0 | 0 | 0 | 0 | 0 | 0 | 0 | 0 | 0 | 0 | 0 | 0 | 0 | 0 | 0 | 0 | 0 | 0 | 0 | 0 | 0 | 0
0 | 0 | 0 | 0 | 0 | 0 | 0 | 0 | 0 | 0 | 0 | 0 | 0 | 0 | 0 | 0 | 0 | 0 | 0 | 0 | 0 | 0 | 0 | 0 | 0 | 0 | 0 | 0 | 0 | 0 | 10.15 | -10.15 | 0 | 0 | 0 | 0 | 0 | 0 | 0 | 0 | 0 | 0 | 0 | 0 | 0 | 0 | 0 | 0 | 0 | 0 | 0 | 0 | 0 | 0 | 0 | 0 | 0 | 0 | 0 | 0 | 0 | 0 | 0 | 0 | 0 | 0 | 0 | 0 | 0 | 0 | 0 | 0 | 0 | 0 | 0 | 0 | 0 | 0 | 0 | 0 | 0 | 0 | 0 | 0 | 0 | 0 | 0 | 0 | 0 | 0 | 0 | 0 | 0 | 0 | 0 | 0 | 0 | 0 | 0 | 0 | 0 | 0 | 0 | 0 | 0 | 0 | 0 | 0 | 0 | 0 | 0 | 0 | 0 | 0 | 0 | 0 | 0 | 0
0 | 0 | 0 | 0 | 0 | 0 | 0 | 0 | 0 | 0 | 0 | 0 | 0 | 0 | 0 | 0 | 0 | 0 | 0 | 0 | 0 | 0 | 0 | 0 | 0 | 0 | 13.25 | 0 | 0 | 0 | 0 | -13.25 | 0 | 0 | 0 | 0 | 0 | 0 | 0 | 0 | 0 | 0 | 0 | 0 | 0 | 0 | 0 | 0 | 0 | 0 | 0 | 0 | 0 | 0 | 0 | 0 | 0 | 0 | 0 | 0 | 0 | 0 | 0 | 0 | 0 | 0 | 0 | 0 | 0 | 0 | 0 | 0 | 0 | 0 | 0 | 0 | 0 | 0 | 0 | 0 | 0 | 0 | 0 | 0 | 0 | 0 | 0 | 0 | 0 | 0 | 0 | 0 | 0 | 0 | 0 | 0 | 0 | 0 | 0 | 0 | 0 | 0 | 0 | 0 | 0 | 0 | 0 | 0 | 0 | 0 | 0 | 0 | 0 | 0 | 0 | 0 | 0 | 0
0 | 0 | 0 | 0 | 0 | 0 | 0 | 0 | 0 | 0 | 0 | 0 | 0 | 0 | 8.04 | 0 | 0 | 0 | 0 | 0 | 0 | 0 | 0 | 0 | 0 | 0 | 0 | 0 | 0 | 0 | 0 | 0 | -8.04 | 0 | 0 | 0 | 0 | 0 | 0 | 0 | 0 | 0 | 0 | 0 | 0 | 0 | 0 | 0 | 0 | 0 | 0 | 0 | 0 | 0 | 0 | 0 | 0 | 0 | 0 | 0 | 0 | 0 | 0 | 0 | 0 | 0 | 0 | 0 | 0 | 0 | 0 | 0 | 0 | 0 | 0 | 0 | 0 | 0 | 0 | 0 | 0 | 0 | 0 | 0 | 0 | 0 | 0 | 0 | 0 | 0 | 0 | 0 | 0 | 0 | 0 | 0 | 0 | 0 | 0 | 0 | 0 | 0 | 0 | 0 | 0 | 0 | 0 | 0 | 0 | 0 | 0 | 0 | 0 | 0 | 0 | 0 | 0 | 0
0 | 0 | 0 | 0 | 0 | 0 | 0 | 0 | 0 | 0 | 0 | 0 | 0 | 0 | 0 | 0 | 0 | 0 | 4.05 | 0 | 0 | 0 | 0 | 0 | 0 | 0 | 0 | 0 | 0 | 0 | 0 | 0 | 0 | -4.05 | 0 | 0 | 0 | 0 | 0 | 0 | 0 | 0 | 0 | 0 | 0 | 0 | 0 | 0 | 0 | 0 | 0 | 0 | 0 | 0 | 0 | 0 | 0 | 0 | 0 | 0 | 0 | 0 | 0 | 0 | 0 | 0 | 0 | 0 | 0 | 0 | 0 | 0 | 0 | 0 | 0 | 0 | 0 | 0 | 0 | 0 | 0 | 0 | 0 | 0 | 0 | 0 | 0 | 0 | 0 | 0 | 0 | 0 | 0 | 0 | 0 | 0 | 0 | 0 | 0 | 0 | 0 | 0 | 0 | 0 | 0 | 0 | 0 | 0 | 0 | 0 | 0 | 0 | 0 | 0 | 0 | 0 | 0 | 0
0 | 0 | 0 | 0 | 0 | 0 | 0 | 0 | 0 | 0 | 0 | 0 | 0 | 0 | 0 | 0 | 0 | 0 | 0 | 0 | 0 | 0 | 0 | 0 | 0 | 0 | 0 | 0 | 0 | 0 | 0 | 0 | 0 | 0 | 98.04 | -98.04 | 0 | 0 | 0 | 0 | 0 | 0 | 0 | 0 | 0 | 0 | 0 | 0 | 0 | 0 | 0 | 0 | 0 | 0 | 0 | 0 | 0 | 0 | 0 | 0 | 0 | 0 | 0 | 0 | 0 | 0 | 0 | 0 | 0 | 0 | 0 | 0 | 0 | 0 | 0 | 0 | 0 | 0 | 0 | 0 | 0 | 0 | 0 | 0 | 0 | 0 | 0 | 0 | 0 | 0 | 0 | 0 | 0 | 0 | 0 | 0 | 0 | 0 | 0 | 0 | 0 | 0 | 0 | 0 | 0 | 0 | 0 | 0 | 0 | 0 | 0 | 0 | 0 | 0 | 0 | 0 | 0 | 0
0 | 0 | 0 | 0 | 0 | 0 | 0 | 0 | 0 | 0 | 0 | 0 | 0 | 0 | 0 | 0 | 0 | 0 | 0 | 0 | 0 | 0 | 0 | 0 | 0 | 0 | 0 | 0 | 0 | 0 | 0 | 0 | 0 | 0 | 20.12 | 0 | -20.12 | 0 | 0 | 0 | 0 | 0 | 0 | 0 | 0 | 0 | 0 | 0 | 0 | 0 | 0 | 0 | 0 | 0 | 0 | 0 | 0 | 0 | 0 | 0 | 0 | 0 | 0 | 0 | 0 | 0 | 0 | 0 | 0 | 0 | 0 | 0 | 0 | 0 | 0 | 0 | 0 | 0 | 0 | 0 | 0 | 0 | 0 | 0 | 0 | 0 | 0 | 0 | 0 | 0 | 0 | 0 | 0 | 0 | 0 | 0 | 0 | 0 | 0 | 0 | 0 | 0 | 0 | 0 | 0 | 0 | 0 | 0 | 0 | 0 | 0 | 0 | 0 | 0 | 0 | 0 | 0 | 0
0 | 0 | 0 | 0 | 0 | 0 | 0 | 0 | 0 | 0 | 0 | 0 | 0 | 0 | 0 | 0 | 0 | 0 | 0 | 0 | 0 | 0 | 0 | 0 | 0 | 0 | 0 | 0 | 0 | 0 | 0 | 0 | 7.04 | 0 | 0 | 0 | -7.04 | 0 | 0 | 0 | 0 | 0 | 0 | 0 | 0 | 0 | 0 | 0 | 0 | 0 | 0 | 0 | 0 | 0 | 0 | 0 | 0 | 0 | 0 | 0 | 0 | 0 | 0 | 0 | 0 | 0 | 0 | 0 | 0 | 0 | 0 | 0 | 0 | 0 | 0 | 0 | 0 | 0 | 0 | 0 | 0 | 0 | 0 | 0 | 0 | 0 | 0 | 0 | 0 | 0 | 0 | 0 | 0 | 0 | 0 | 0 | 0 | 0 | 0 | 0 | 0 | 0 | 0 | 0 | 0 | 0 | 0 | 0 | 0 | 0 | 0 | 0 | 0 | 0 | 0 | 0 | 0 | 0
0 | 0 | 0 | 0 | 0 | 0 | 0 | 0 | 0 | 0 | 0 | 0 | 0 | 0 | 0 | 0 | 0 | 0 | 0 | 0 | 0 | 0 | 0 | 0 | 0 | 0 | 0 | 0 | 0 | 0 | 0 | 0 | 0 | 37.31 | 0 | -37.31 | 0 | 0 | 0 | 0 | 0 | 0 | 0 | 0 | 0 | 0 | 0 | 0 | 0 | 0 | 0 | 0 | 0 | 0 | 0 | 0 | 0 | 0 | 0 | 0 | 0 | 0 | 0 | 0 | 0 | 0 | 0 | 0 | 0 | 0 | 0 | 0 | 0 | 0 | 0 | 0 | 0 | 0 | 0 | 0 | 0 | 0 | 0 | 0 | 0 | 0 | 0 | 0 | 0 | 0 | 0 | 0 | 0 | 0 | 0 | 0 | 0 | 0 | 0 | 0 | 0 | 0 | 0 | 0 | 0 | 0 | 0 | 0 | 0 | 0 | 0 | 0 | 0 | 0 | 0 | 0 | 0 | 0
0 | 0 | 0 | 0 | 0 | 0 | 0 | 0 | 0 | 0 | 0 | 0 | 0 | 0 | 0 | 0 | 0 | 0 | 0 | 0 | 0 | 0 | 0 | 0 | 0 | 0 | 0 | 0 | 0 | 0 | 0 | 0 | 0 | 106.38 | 0 | 0 | -106.38 | 0 | 0 | 0 | 0 | 0 | 0 | 0 | 0 | 0 | 0 | 0 | 0 | 0 | 0 | 0 | 0 | 0 | 0 | 0 | 0 | 0 | 0 | 0 | 0 | 0 | 0 | 0 | 0 | 0 | 0 | 0 | 0 | 0 | 0 | 0 | 0 | 0 | 0 | 0 | 0 | 0 | 0 | 0 | 0 | 0 | 0 | 0 | 0 | 0 | 0 | 0 | 0 | 0 | 0 | 0 | 0 | 0 | 0 | 0 | 0 | 0 | 0 | 0 | 0 | 0 | 0 | 0 | 0 | 0 | 0 | 0 | 0 | 0 | 0 | 0 | 0 | 0 | 0 | 0 | 0 | 0
0 | 0 | 0 | 0 | 0 | 0 | 0 | 0 | 0 | 0 | 0 | 0 | 0 | 0 | 0 | 0 | 0 | 0 | 0 | 0 | 0 | 0 | 0 | 0 | 0 | 0 | 0 | 0 | 0 | 0 | 0 | 0 | 0 | 0 | 0 | 0 | -26.67 | 26.67 | 0 | 0 | 0 | 0 | 0 | 0 | 0 | 0 | 0 | 0 | 0 | 0 | 0 | 0 | 0 | 0 | 0 | 0 | 0 | 0 | 0 | 0 | 0 | 0 | 0 | 0 | 0 | 0 | 0 | 0 | 0 | 0 | 0 | 0 | 0 | 0 | 0 | 0 | 0 | 0 | 0 | 0 | 0 | 0 | 0 | 0 | 0 | 0 | 0 | 0 | 0 | 0 | 0 | 0 | 0 | 0 | 0 | 0 | 0 | 0 | 0 | 0 | 0 | 0 | 0 | 0 | 0 | 0 | 0 | 0 | 0 | 0 | 0 | 0 | 0 | 0 | 0 | 0 | 0 | 0
0 | 0 | 0 | 0 | 0 | 0 | 0 | 0 | 0 | 0 | 0 | 0 | 0 | 0 | 0 | 0 | 0 | 0 | 0 | 0 | 0 | 0 | 0 | 0 | 0 | 0 | 0 | 0 | 0 | 0 | 0 | 0 | 0 | 0 | 0 | 0 | 9.43 | 0 | -9.43 | 0 | 0 | 0 | 0 | 0 | 0 | 0 | 0 | 0 | 0 | 0 | 0 | 0 | 0 | 0 | 0 | 0 | 0 | 0 | 0 | 0 | 0 | 0 | 0 | 0 | 0 | 0 | 0 | 0 | 0 | 0 | 0 | 0 | 0 | 0 | 0 | 0 | 0 | 0 | 0 | 0 | 0 | 0 | 0 | 0 | 0 | 0 | 0 | 0 | 0 | 0 | 0 | 0 | 0 | 0 | 0 | 0 | 0 | 0 | 0 | 0 | 0 | 0 | 0 | 0 | 0 | 0 | 0 | 0 | 0 | 0 | 0 | 0 | 0 | 0 | 0 | 0 | 0 | 0
0 | 0 | 0 | 0 | 0 | 0 | 0 | 0 | 0 | 0 | 0 | 0 | 0 | 0 | 0 | 0 | 0 | 0 | 0 | 0 | 0 | 0 | 0 | 0 | 0 | 0 | 0 | 0 | 0 | 0 | 0 | 0 | 0 | 0 | 0 | 0 | 5.95 | 0 | 0 | -5.95 | 0 | 0 | 0 | 0 | 0 | 0 | 0 | 0 | 0 | 0 | 0 | 0 | 0 | 0 | 0 | 0 | 0 | 0 | 0 | 0 | 0 | 0 | 0 | 0 | 0 | 0 | 0 | 0 | 0 | 0 | 0 | 0 | 0 | 0 | 0 | 0 | 0 | 0 | 0 | 0 | 0 | 0 | 0 | 0 | 0 | 0 | 0 | 0 | 0 | 0 | 0 | 0 | 0 | 0 | 0 | 0 | 0 | 0 | 0 | 0 | 0 | 0 | 0 | 0 | 0 | 0 | 0 | 0 | 0 | 0 | 0 | 0 | 0 | 0 | 0 | 0 | 0 | 0
0 | 0 | 0 | 0 | 0 | 0 | 0 | 0 | 0 | 0 | 0 | 0 | 0 | 0 | 0 | 0 | 0 | 0 | 0 | 0 | 0 | 0 | 0 | 0 | 0 | 0 | 0 | 0 | 0 | 18.52 | 0 | 0 | 0 | 0 | 0 | 0 | 0 | -18.52 | 0 | 0 | 0 | 0 | 0 | 0 | 0 | 0 | 0 | 0 | 0 | 0 | 0 | 0 | 0 | 0 | 0 | 0 | 0 | 0 | 0 | 0 | 0 | 0 | 0 | 0 | 0 | 0 | 0 | 0 | 0 | 0 | 0 | 0 | 0 | 0 | 0 | 0 | 0 | 0 | 0 | 0 | 0 | 0 | 0 | 0 | 0 | 0 | 0 | 0 | 0 | 0 | 0 | 0 | 0 | 0 | 0 | 0 | 0 | 0 | 0 | 0 | 0 | 0 | 0 | 0 | 0 | 0 | 0 | 0 | 0 | 0 | 0 | 0 | 0 | 0 | 0 | 0 | 0 | 0
0 | 0 | 0 | 0 | 0 | 0 | 0 | 0 | 0 | 0 | 0 | 0 | 0 | 0 | 0 | 0 | 0 | 0 | 0 | 0 | 0 | 0 | 0 | 0 | 0 | 0 | 0 | 0 | 0 | 0 | 0 | 0 | 0 | 0 | 0 | 0 | 0 | 0 | 16.53 | -16.53 | 0 | 0 | 0 | 0 | 0 | 0 | 0 | 0 | 0 | 0 | 0 | 0 | 0 | 0 | 0 | 0 | 0 | 0 | 0 | 0 | 0 | 0 | 0 | 0 | 0 | 0 | 0 | 0 | 0 | 0 | 0 | 0 | 0 | 0 | 0 | 0 | 0 | 0 | 0 | 0 | 0 | 0 | 0 | 0 | 0 | 0 | 0 | 0 | 0 | 0 | 0 | 0 | 0 | 0 | 0 | 0 | 0 | 0 | 0 | 0 | 0 | 0 | 0 | 0 | 0 | 0 | 0 | 0 | 0 | 0 | 0 | 0 | 0 | 0 | 0 | 0 | 0 | 0
0 | 0 | 0 | 0 | 0 | 0 | 0 | 0 | 0 | 0 | 0 | 0 | 0 | 0 | 0 | 0 | 0 | 0 | 0 | 0 | 0 | 0 | 0 | 0 | 0 | 0 | 0 | 0 | 0 | 0 | 0 | 0 | 0 | 0 | 0 | 0 | 0 | 0 | 0 | 20.53 | -20.53 | 0 | 0 | 0 | 0 | 0 | 0 | 0 | 0 | 0 | 0 | 0 | 0 | 0 | 0 | 0 | 0 | 0 | 0 | 0 | 0 | 0 | 0 | 0 | 0 | 0 | 0 | 0 | 0 | 0 | 0 | 0 | 0 | 0 | 0 | 0 | 0 | 0 | 0 | 0 | 0 | 0 | 0 | 0 | 0 | 0 | 0 | 0 | 0 | 0 | 0 | 0 | 0 | 0 | 0 | 0 | 0 | 0 | 0 | 0 | 0 | 0 | 0 | 0 | 0 | 0 | 0 | 0 | 0 | 0 | 0 | 0 | 0 | 0 | 0 | 0 | 0 | 0
0 | 0 | 0 | 0 | 0 | 0 | 0 | 0 | 0 | 0 | 0 | 0 | 0 | 0 | 0 | 0 | 0 | 0 | 0 | 0 | 0 | 0 | 0 | 0 | 0 | 0 | 0 | 0 | 0 | 0 | 0 | 0 | 0 | 0 | 0 | 0 | 0 | 0 | 0 | 5.46 | 0 | -5.46 | 0 | 0 | 0 | 0 | 0 | 0 | 0 | 0 | 0 | 0 | 0 | 0 | 0 | 0 | 0 | 0 | 0 | 0 | 0 | 0 | 0 | 0 | 0 | 0 | 0 | 0 | 0 | 0 | 0 | 0 | 0 | 0 | 0 | 0 | 0 | 0 | 0 | 0 | 0 | 0 | 0 | 0 | 0 | 0 | 0 | 0 | 0 | 0 | 0 | 0 | 0 | 0 | 0 | 0 | 0 | 0 | 0 | 0 | 0 | 0 | 0 | 0 | 0 | 0 | 0 | 0 | 0 | 0 | 0 | 0 | 0 | 0 | 0 | 0 | 0 | 0
0 | 0 | 0 | 0 | 0 | 0 | 0 | 0 | 0 | 0 | 0 | 0 | 0 | 0 | 0 | 0 | 0 | 0 | 0 | 0 | 0 | 0 | 0 | 0 | 0 | 0 | 0 | 0 | 0 | 0 | 0 | 0 | 0 | 0 | 0 | 0 | 0 | 0 | 0 | 0 | 7.41 | -7.41 | 0 | 0 | 0 | 0 | 0 | 0 | 0 | 0 | 0 | 0 | 0 | 0 | 0 | 0 | 0 | 0 | 0 | 0 | 0 | 0 | 0 | 0 | 0 | 0 | 0 | 0 | 0 | 0 | 0 | 0 | 0 | 0 | 0 | 0 | 0 | 0 | 0 | 0 | 0 | 0 | 0 | 0 | 0 | 0 | 0 | 0 | 0 | 0 | 0 | 0 | 0 | 0 | 0 | 0 | 0 | 0 | 0 | 0 | 0 | 0 | 0 | 0 | 0 | 0 | 0 | 0 | 0 | 0 | 0 | 0 | 0 | 0 | 0 | 0 | 0 | 0
0 | 0 | 0 | 0 | 0 | 0 | 0 | 0 | 0 | 0 | 0 | 0 | 0 | 0 | 0 | 0 | 0 | 0 | 0 | 0 | 0 | 0 | 0 | 0 | 0 | 0 | 0 | 0 | 0 | 0 | 0 | 0 | 0 | 0 | 0 | 0 | 0 | 0 | 0 | 0 | 0 | 0 | 4.07 | -4.07 | 0 | 0 | 0 | 0 | 0 | 0 | 0 | 0 | 0 | 0 | 0 | 0 | 0 | 0 | 0 | 0 | 0 | 0 | 0 | 0 | 0 | 0 | 0 | 0 | 0 | 0 | 0 | 0 | 0 | 0 | 0 | 0 | 0 | 0 | 0 | 0 | 0 | 0 | 0 | 0 | 0 | 0 | 0 | 0 | 0 | 0 | 0 | 0 | 0 | 0 | 0 | 0 | 0 | 0 | 0 | 0 | 0 | 0 | 0 | 0 | 0 | 0 | 0 | 0 | 0 | 0 | 0 | 0 | 0 | 0 | 0 | 0 | 0 | 0
0 | 0 | 0 | 0 | 0 | 0 | 0 | 0 | 0 | 0 | 0 | 0 | 0 | 0 | 0 | 0 | 0 | 0 | 0 | 0 | 0 | 0 | 0 | 0 | 0 | 0 | 0 | 0 | 0 | 0 | 0 | 0 | 0 | 5.95 | 0 | 0 | 0 | 0 | 0 | 0 | 0 | 0 | -5.95 | 0 | 0 | 0 | 0 | 0 | 0 | 0 | 0 | 0 | 0 | 0 | 0 | 0 | 0 | 0 | 0 | 0 | 0 | 0 | 0 | 0 | 0 | 0 | 0 | 0 | 0 | 0 | 0 | 0 | 0 | 0 | 0 | 0 | 0 | 0 | 0 | 0 | 0 | 0 | 0 | 0 | 0 | 0 | 0 | 0 | 0 | 0 | 0 | 0 | 0 | 0 | 0 | 0 | 0 | 0 | 0 | 0 | 0 | 0 | 0 | 0 | 0 | 0 | 0 | 0 | 0 | 0 | 0 | 0 | 0 | 0 | 0 | 0 | 0 | 0
0 | 0 | 0 | 0 | 0 | 0 | 0 | 0 | 0 | 0 | 0 | 0 | 0 | 0 | 0 | 0 | 0 | 0 | 0 | 0 | 0 | 0 | 0 | 0 | 0 | 0 | 0 | 0 | 0 | 0 | 0 | 0 | 0 | 0 | 0 | 0 | 0 | 0 | 0 | 0 | 0 | 0 | 0 | 11.1 | -11.1 | 0 | 0 | 0 | 0 | 0 | 0 | 0 | 0 | 0 | 0 | 0 | 0 | 0 | 0 | 0 | 0 | 0 | 0 | 0 | 0 | 0 | 0 | 0 | 0 | 0 | 0 | 0 | 0 | 0 | 0 | 0 | 0 | 0 | 0 | 0 | 0 | 0 | 0 | 0 | 0 | 0 | 0 | 0 | 0 | 0 | 0 | 0 | 0 | 0 | 0 | 0 | 0 | 0 | 0 | 0 | 0 | 0 | 0 | 0 | 0 | 0 | 0 | 0 | 0 | 0 | 0 | 0 | 0 | 0 | 0 | 0 | 0 | 0
0 | 0 | 0 | 0 | 0 | 0 | 0 | 0 | 0 | 0 | 0 | 0 | 0 | 0 | 0 | 0 | 0 | 0 | 0 | 0 | 0 | 0 | 0 | 0 | 0 | 0 | 0 | 0 | 0 | 0 | 0 | 0 | 0 | 0 | 0 | 0 | 0 | 0 | 0 | 0 | 0 | 0 | 0 | 0 | 7.37 | -7.37 | 0 | 0 | 0 | 0 | 0 | 0 | 0 | 0 | 0 | 0 | 0 | 0 | 0 | 0 | 0 | 0 | 0 | 0 | 0 | 0 | 0 | 0 | 0 | 0 | 0 | 0 | 0 | 0 | 0 | 0 | 0 | 0 | 0 | 0 | 0 | 0 | 0 | 0 | 0 | 0 | 0 | 0 | 0 | 0 | 0 | 0 | 0 | 0 | 0 | 0 | 0 | 0 | 0 | 0 | 0 | 0 | 0 | 0 | 0 | 0 | 0 | 0 | 0 | 0 | 0 | 0 | 0 | 0 | 0 | 0 | 0 | 0
0 | 0 | 0 | 0 | 0 | 0 | 0 | 0 | 0 | 0 | 0 | 0 | 0 | 0 | 0 | 0 | 0 | 0 | 0 | 0 | 0 | 0 | 0 | 0 | 0 | 0 | 0 | 0 | 0 | 0 | 0 | 0 | 0 | 0 | 0 | 0 | 0 | 0 | 0 | 0 | 0 | 0 | 0 | 0 | 0 | 7.87 | -7.87 | 0 | 0 | 0 | 0 | 0 | 0 | 0 | 0 | 0 | 0 | 0 | 0 | 0 | 0 | 0 | 0 | 0 | 0 | 0 | 0 | 0 | 0 | 0 | 0 | 0 | 0 | 0 | 0 | 0 | 0 | 0 | 0 | 0 | 0 | 0 | 0 | 0 | 0 | 0 | 0 | 0 | 0 | 0 | 0 | 0 | 0 | 0 | 0 | 0 | 0 | 0 | 0 | 0 | 0 | 0 | 0 | 0 | 0 | 0 | 0 | 0 | 0 | 0 | 0 | 0 | 0 | 0 | 0 | 0 | 0 | 0
0 | 0 | 0 | 0 | 0 | 0 | 0 | 0 | 0 | 0 | 0 | 0 | 0 | 0 | 0 | 0 | 0 | 0 | 0 | 0 | 0 | 0 | 0 | 0 | 0 | 0 | 0 | 0 | 0 | 0 | 0 | 0 | 0 | 0 | 0 | 0 | 0 | 0 | 0 | 0 | 0 | 0 | 0 | 0 | 0 | 5.29 | 0 | -5.29 | 0 | 0 | 0 | 0 | 0 | 0 | 0 | 0 | 0 | 0 | 0 | 0 | 0 | 0 | 0 | 0 | 0 | 0 | 0 | 0 | 0 | 0 | 0 | 0 | 0 | 0 | 0 | 0 | 0 | 0 | 0 | 0 | 0 | 0 | 0 | 0 | 0 | 0 | 0 | 0 | 0 | 0 | 0 | 0 | 0 | 0 | 0 | 0 | 0 | 0 | 0 | 0 | 0 | 0 | 0 | 0 | 0 | 0 | 0 | 0 | 0 | 0 | 0 | 0 | 0 | 0 | 0 | 0 | 0 | 0
0 | 0 | 0 | 0 | 0 | 0 | 0 | 0 | 0 | 0 | 0 | 0 | 0 | 0 | 0 | 0 | 0 | 0 | 0 | 0 | 0 | 0 | 0 | 0 | 0 | 0 | 0 | 0 | 0 | 0 | 0 | 0 | 0 | 0 | 0 | 0 | 0 | 0 | 0 | 0 | 0 | 0 | 0 | 0 | 0 | 0 | 16 | 0 | -16 | 0 | 0 | 0 | 0 | 0 | 0 | 0 | 0 | 0 | 0 | 0 | 0 | 0 | 0 | 0 | 0 | 0 | 0 | 0 | 0 | 0 | 0 | 0 | 0 | 0 | 0 | 0 | 0 | 0 | 0 | 0 | 0 | 0 | 0 | 0 | 0 | 0 | 0 | 0 | 0 | 0 | 0 | 0 | 0 | 0 | 0 | 0 | 0 | 0 | 0 | 0 | 0 | 0 | 0 | 0 | 0 | 0 | 0 | 0 | 0 | 0 | 0 | 0 | 0 | 0 | 0 | 0 | 0 | 0
0 | 0 | 0 | 0 | 0 | 0 | 0 | 0 | 0 | 0 | 0 | 0 | 0 | 0 | 0 | 0 | 0 | 0 | 0 | 0 | 0 | 0 | 0 | 0 | 0 | 0 | 0 | 0 | 0 | 0 | 0 | 0 | 0 | 0 | 0 | 0 | 0 | 0 | 0 | 0 | 0 | 3.1 | 0 | 0 | 0 | 0 | 0 | 0 | -3.1 | 0 | 0 | 0 | 0 | 0 | 0 | 0 | 0 | 0 | 0 | 0 | 0 | 0 | 0 | 0 | 0 | 0 | 0 | 0 | 0 | 0 | 0 | 0 | 0 | 0 | 0 | 0 | 0 | 0 | 0 | 0 | 0 | 0 | 0 | 0 | 0 | 0 | 0 | 0 | 0 | 0 | 0 | 0 | 0 | 0 | 0 | 0 | 0 | 0 | 0 | 0 | 0 | 0 | 0 | 0 | 0 | 0 | 0 | 0 | 0 | 0 | 0 | 0 | 0 | 0 | 0 | 0 | 0 | 0
0 | 0 | 0 | 0 | 0 | 0 | 0 | 0 | 0 | 0 | 0 | 0 | 0 | 0 | 0 | 0 | 0 | 0 | 0 | 0 | 0 | 0 | 0 | 0 | 0 | 0 | 0 | 0 | 0 | 0 | 0 | 0 | 0 | 0 | 0 | 0 | 0 | 0 | 0 | 0 | 0 | 3.1 | 0 | 0 | 0 | 0 | 0 | 0 | -3.1 | 0 | 0 | 0 | 0 | 0 | 0 | 0 | 0 | 0 | 0 | 0 | 0 | 0 | 0 | 0 | 0 | 0 | 0 | 0 | 0 | 0 | 0 | 0 | 0 | 0 | 0 | 0 | 0 | 0 | 0 | 0 | 0 | 0 | 0 | 0 | 0 | 0 | 0 | 0 | 0 | 0 | 0 | 0 | 0 | 0 | 0 | 0 | 0 | 0 | 0 | 0 | 0 | 0 | 0 | 0 | 0 | 0 | 0 | 0 | 0 | 0 | 0 | 0 | 0 | 0 | 0 | 0 | 0 | 0
0 | 0 | 0 | 0 | 0 | 0 | 0 | 0 | 0 | 0 | 0 | 0 | 0 | 0 | 0 | 0 | 0 | 0 | 0 | 0 | 0 | 0 | 0 | 0 | 0 | 0 | 0 | 0 | 0 | 0 | 0 | 0 | 0 | 0 | 0 | 0 | 0 | 0 | 0 | 0 | 0 | 0 | 0 | 0 | 5.38 | 0 | 0 | 0 | -5.38 | 0 | 0 | 0 | 0 | 0 | 0 | 0 | 0 | 0 | 0 | 0 | 0 | 0 | 0 | 0 | 0 | 0 | 0 | 0 | 0 | 0 | 0 | 0 | 0 | 0 | 0 | 0 | 0 | 0 | 0 | 0 | 0 | 0 | 0 | 0 | 0 | 0 | 0 | 0 | 0 | 0 | 0 | 0 | 0 | 0 | 0 | 0 | 0 | 0 | 0 | 0 | 0 | 0 | 0 | 0 | 0 | 0 | 0 | 0 | 0 | 0 | 0 | 0 | 0 | 0 | 0 | 0 | 0 | 0
0 | 0 | 0 | 0 | 0 | 0 | 0 | 0 | 0 | 0 | 0 | 0 | 0 | 0 | 0 | 0 | 0 | 0 | 0 | 0 | 0 | 0 | 0 | 0 | 0 | 0 | 0 | 0 | 0 | 0 | 0 | 0 | 0 | 0 | 0 | 0 | 0 | 0 | 0 | 0 | 0 | 0 | 0 | 0 | 0 | 0 | 0 | 19.8 | -19.8 | 0 | 0 | 0 | 0 | 0 | 0 | 0 | 0 | 0 | 0 | 0 | 0 | 0 | 0 | 0 | 0 | 0 | 0 | 0 | 0 | 0 | 0 | 0 | 0 | 0 | 0 | 0 | 0 | 0 | 0 | 0 | 0 | 0 | 0 | 0 | 0 | 0 | 0 | 0 | 0 | 0 | 0 | 0 | 0 | 0 | 0 | 0 | 0 | 0 | 0 | 0 | 0 | 0 | 0 | 0 | 0 | 0 | 0 | 0 | 0 | 0 | 0 | 0 | 0 | 0 | 0 | 0 | 0 | 0
0 | 0 | 0 | 0 | 0 | 0 | 0 | 0 | 0 | 0 | 0 | 0 | 0 | 0 | 0 | 0 | 0 | 0 | 0 | 0 | 0 | 0 | 0 | 0 | 0 | 0 | 0 | 0 | 0 | 0 | 0 | 0 | 0 | 0 | 0 | 0 | 0 | 0 | 0 | 0 | 0 | 0 | 0 | 0 | 0 | 0 | 0 | 0 | 13.3 | -13.3 | 0 | 0 | 0 | 0 | 0 | 0 | 0 | 0 | 0 | 0 | 0 | 0 | 0 | 0 | 0 | 0 | 0 | 0 | 0 | 0 | 0 | 0 | 0 | 0 | 0 | 0 | 0 | 0 | 0 | 0 | 0 | 0 | 0 | 0 | 0 | 0 | 0 | 0 | 0 | 0 | 0 | 0 | 0 | 0 | 0 | 0 | 0 | 0 | 0 | 0 | 0 | 0 | 0 | 0 | 0 | 0 | 0 | 0 | 0 | 0 | 0 | 0 | 0 | 0 | 0 | 0 | 0 | 0
0 | 0 | 0 | 0 | 0 | 0 | 0 | 0 | 0 | 0 | 0 | 0 | 0 | 0 | 0 | 0 | 0 | 0 | 0 | 0 | 0 | 0 | 0 | 0 | 0 | 0 | 0 | 0 | 0 | 0 | 0 | 0 | 0 | 0 | 0 | 0 | 0 | 0 | 0 | 0 | 0 | 0 | 0 | 0 | 0 | 0 | 0 | 0 | 7.3 | 0 | -7.3 | 0 | 0 | 0 | 0 | 0 | 0 | 0 | 0 | 0 | 0 | 0 | 0 | 0 | 0 | 0 | 0 | 0 | 0 | 0 | 0 | 0 | 0 | 0 | 0 | 0 | 0 | 0 | 0 | 0 | 0 | 0 | 0 | 0 | 0 | 0 | 0 | 0 | 0 | 0 | 0 | 0 | 0 | 0 | 0 | 0 | 0 | 0 | 0 | 0 | 0 | 0 | 0 | 0 | 0 | 0 | 0 | 0 | 0 | 0 | 0 | 0 | 0 | 0 | 0 | 0 | 0 | 0
0 | 0 | 0 | 0 | 0 | 0 | 0 | 0 | 0 | 0 | 0 | 0 | 0 | 0 | 0 | 0 | 0 | 0 | 0 | 0 | 0 | 0 | 0 | 0 | 0 | 0 | 0 | 0 | 0 | 0 | 0 | 0 | 0 | 0 | 0 | 0 | 0 | 0 | 0 | 0 | 0 | 0 | 0 | 0 | 0 | 0 | 0 | 0 | 0 | 0 | 17.01 | -17.01 | 0 | 0 | 0 | 0 | 0 | 0 | 0 | 0 | 0 | 0 | 0 | 0 | 0 | 0 | 0 | 0 | 0 | 0 | 0 | 0 | 0 | 0 | 0 | 0 | 0 | 0 | 0 | 0 | 0 | 0 | 0 | 0 | 0 | 0 | 0 | 0 | 0 | 0 | 0 | 0 | 0 | 0 | 0 | 0 | 0 | 0 | 0 | 0 | 0 | 0 | 0 | 0 | 0 | 0 | 0 | 0 | 0 | 0 | 0 | 0 | 0 | 0 | 0 | 0 | 0 | 0
0 | 0 | 0 | 0 | 0 | 0 | 0 | 0 | 0 | 0 | 0 | 0 | 0 | 0 | 0 | 0 | 0 | 0 | 0 | 0 | 0 | 0 | 0 | 0 | 0 | 0 | 0 | 0 | 0 | 0 | 0 | 0 | 0 | 0 | 0 | 0 | 0 | 0 | 0 | 0 | 0 | 0 | 0 | 0 | 0 | 0 | 0 | 0 | 0 | 0 | 0 | 6.12 | -6.12 | 0 | 0 | 0 | 0 | 0 | 0 | 0 | 0 | 0 | 0 | 0 | 0 | 0 | 0 | 0 | 0 | 0 | 0 | 0 | 0 | 0 | 0 | 0 | 0 | 0 | 0 | 0 | 0 | 0 | 0 | 0 | 0 | 0 | 0 | 0 | 0 | 0 | 0 | 0 | 0 | 0 | 0 | 0 | 0 | 0 | 0 | 0 | 0 | 0 | 0 | 0 | 0 | 0 | 0 | 0 | 0 | 0 | 0 | 0 | 0 | 0 | 0 | 0 | 0 | 0
0 | 0 | 0 | 0 | 0 | 0 | 0 | 0 | 0 | 0 | 0 | 0 | 0 | 0 | 0 | 0 | 0 | 0 | 0 | 0 | 0 | 0 | 0 | 0 | 0 | 0 | 0 | 0 | 0 | 0 | 0 | 0 | 0 | 0 | 0 | 0 | 0 | 0 | 0 | 0 | 0 | 0 | 0 | 0 | 0 | 0 | 0 | 0 | 0 | 0 | 0 | 0 | 8.2 | -8.2 | 0 | 0 | 0 | 0 | 0 | 0 | 0 | 0 | 0 | 0 | 0 | 0 | 0 | 0 | 0 | 0 | 0 | 0 | 0 | 0 | 0 | 0 | 0 | 0 | 0 | 0 | 0 | 0 | 0 | 0 | 0 | 0 | 0 | 0 | 0 | 0 | 0 | 0 | 0 | 0 | 0 | 0 | 0 | 0 | 0 | 0 | 0 | 0 | 0 | 0 | 0 | 0 | 0 | 0 | 0 | 0 | 0 | 0 | 0 | 0 | 0 | 0 | 0 | 0
0 | 0 | 0 | 0 | 0 | 0 | 0 | 0 | 0 | 0 | 0 | 0 | 0 | 0 | 0 | 0 | 0 | 0 | 0 | 0 | 0 | 0 | 0 | 0 | 0 | 0 | 0 | 0 | 0 | 0 | 0 | 0 | 0 | 0 | 0 | 0 | 0 | 0 | 0 | 0 | 0 | 0 | 0 | 0 | 0 | 0 | 0 | 0 | 3.46 | 0 | 0 | 0 | 0 | -3.46 | 0 | 0 | 0 | 0 | 0 | 0 | 0 | 0 | 0 | 0 | 0 | 0 | 0 | 0 | 0 | 0 | 0 | 0 | 0 | 0 | 0 | 0 | 0 | 0 | 0 | 0 | 0 | 0 | 0 | 0 | 0 | 0 | 0 | 0 | 0 | 0 | 0 | 0 | 0 | 0 | 0 | 0 | 0 | 0 | 0 | 0 | 0 | 0 | 0 | 0 | 0 | 0 | 0 | 0 | 0 | 0 | 0 | 0 | 0 | 0 | 0 | 0 | 0 | 0
0 | 0 | 0 | 0 | 0 | 0 | 0 | 0 | 0 | 0 | 0 | 0 | 0 | 0 | 0 | 0 | 0 | 0 | 0 | 0 | 0 | 0 | 0 | 0 | 0 | 0 | 0 | 0 | 0 | 0 | 0 | 0 | 0 | 0 | 0 | 0 | 0 | 0 | 0 | 0 | 0 | 0 | 0 | 0 | 0 | 0 | 0 | 0 | 3.44 | 0 | 0 | 0 | 0 | -3.44 | 0 | 0 | 0 | 0 | 0 | 0 | 0 | 0 | 0 | 0 | 0 | 0 | 0 | 0 | 0 | 0 | 0 | 0 | 0 | 0 | 0 | 0 | 0 | 0 | 0 | 0 | 0 | 0 | 0 | 0 | 0 | 0 | 0 | 0 | 0 | 0 | 0 | 0 | 0 | 0 | 0 | 0 | 0 | 0 | 0 | 0 | 0 | 0 | 0 | 0 | 0 | 0 | 0 | 0 | 0 | 0 | 0 | 0 | 0 | 0 | 0 | 0 | 0 | 0
0 | 0 | 0 | 0 | 0 | 0 | 0 | 0 | 0 | 0 | 0 | 0 | 0 | 0 | 0 | 0 | 0 | 0 | 0 | 0 | 0 | 0 | 0 | 0 | 0 | 0 | 0 | 0 | 0 | 0 | 0 | 0 | 0 | 0 | 0 | 0 | 0 | 0 | 0 | 0 | 0 | 0 | 0 | 0 | 0 | 0 | 0 | 0 | 0 | 0 | 0 | 0 | 0 | 14.14 | -14.14 | 0 | 0 | 0 | 0 | 0 | 0 | 0 | 0 | 0 | 0 | 0 | 0 | 0 | 0 | 0 | 0 | 0 | 0 | 0 | 0 | 0 | 0 | 0 | 0 | 0 | 0 | 0 | 0 | 0 | 0 | 0 | 0 | 0 | 0 | 0 | 0 | 0 | 0 | 0 | 0 | 0 | 0 | 0 | 0 | 0 | 0 | 0 | 0 | 0 | 0 | 0 | 0 | 0 | 0 | 0 | 0 | 0 | 0 | 0 | 0 | 0 | 0 | 0
0 | 0 | 0 | 0 | 0 | 0 | 0 | 0 | 0 | 0 | 0 | 0 | 0 | 0 | 0 | 0 | 0 | 0 | 0 | 0 | 0 | 0 | 0 | 0 | 0 | 0 | 0 | 0 | 0 | 0 | 0 | 0 | 0 | 0 | 0 | 0 | 0 | 0 | 0 | 0 | 0 | 0 | 0 | 0 | 0 | 0 | 0 | 0 | 0 | 0 | 0 | 0 | 0 | 104.71 | 0 | -104.71 | 0 | 0 | 0 | 0 | 0 | 0 | 0 | 0 | 0 | 0 | 0 | 0 | 0 | 0 | 0 | 0 | 0 | 0 | 0 | 0 | 0 | 0 | 0 | 0 | 0 | 0 | 0 | 0 | 0 | 0 | 0 | 0 | 0 | 0 | 0 | 0 | 0 | 0 | 0 | 0 | 0 | 0 | 0 | 0 | 0 | 0 | 0 | 0 | 0 | 0 | 0 | 0 | 0 | 0 | 0 | 0 | 0 | 0 | 0 | 0 | 0 | 0
0 | 0 | 0 | 0 | 0 | 0 | 0 | 0 | 0 | 0 | 0 | 0 | 0 | 0 | 0 | 0 | 0 | 0 | 0 | 0 | 0 | 0 | 0 | 0 | 0 | 0 | 0 | 0 | 0 | 0 | 0 | 0 | 0 | 0 | 0 | 0 | 0 | 0 | 0 | 0 | 0 | 0 | 0 | 0 | 0 | 0 | 0 | 0 | 0 | 0 | 0 | 0 | 0 | 0 | 66.23 | -66.23 | 0 | 0 | 0 | 0 | 0 | 0 | 0 | 0 | 0 | 0 | 0 | 0 | 0 | 0 | 0 | 0 | 0 | 0 | 0 | 0 | 0 | 0 | 0 | 0 | 0 | 0 | 0 | 0 | 0 | 0 | 0 | 0 | 0 | 0 | 0 | 0 | 0 | 0 | 0 | 0 | 0 | 0 | 0 | 0 | 0 | 0 | 0 | 0 | 0 | 0 | 0 | 0 | 0 | 0 | 0 | 0 | 0 | 0 | 0 | 0 | 0 | 0
0 | 0 | 0 | 0 | 0 | 0 | 0 | 0 | 0 | 0 | 0 | 0 | 0 | 0 | 0 | 0 | 0 | 0 | 0 | 0 | 0 | 0 | 0 | 0 | 0 | 0 | 0 | 0 | 0 | 0 | 0 | 0 | 0 | 0 | 0 | 0 | 0 | 0 | 0 | 0 | 0 | 0 | 0 | 0 | 0 | 0 | 0 | 0 | 0 | 0 | 0 | 0 | 0 | 0 | 0 | 10.35 | -10.35 | 0 | 0 | 0 | 0 | 0 | 0 | 0 | 0 | 0 | 0 | 0 | 0 | 0 | 0 | 0 | 0 | 0 | 0 | 0 | 0 | 0 | 0 | 0 | 0 | 0 | 0 | 0 | 0 | 0 | 0 | 0 | 0 | 0 | 0 | 0 | 0 | 0 | 0 | 0 | 0 | 0 | 0 | 0 | 0 | 0 | 0 | 0 | 0 | 0 | 0 | 0 | 0 | 0 | 0 | 0 | 0 | 0 | 0 | 0 | 0 | 0
0 | 0 | 0 | 0 | 0 | 0 | 0 | 0 | 0 | 0 | 0 | 0 | 0 | 0 | 0 | 0 | 0 | 0 | 0 | 0 | 0 | 0 | 0 | 0 | 0 | 0 | 0 | 0 | 0 | 0 | 0 | 0 | 0 | 0 | 0 | 0 | 0 | 0 | 0 | 0 | 0 | 0 | 0 | 0 | 0 | 0 | 0 | 0 | 0 | 7.46 | 0 | 0 | 0 | 0 | 0 | 0 | -7.46 | 0 | 0 | 0 | 0 | 0 | 0 | 0 | 0 | 0 | 0 | 0 | 0 | 0 | 0 | 0 | 0 | 0 | 0 | 0 | 0 | 0 | 0 | 0 | 0 | 0 | 0 | 0 | 0 | 0 | 0 | 0 | 0 | 0 | 0 | 0 | 0 | 0 | 0 | 0 | 0 | 0 | 0 | 0 | 0 | 0 | 0 | 0 | 0 | 0 | 0 | 0 | 0 | 0 | 0 | 0 | 0 | 0 | 0 | 0 | 0 | 0
0 | 0 | 0 | 0 | 0 | 0 | 0 | 0 | 0 | 0 | 0 | 0 | 0 | 0 | 0 | 0 | 0 | 0 | 0 | 0 | 0 | 0 | 0 | 0 | 0 | 0 | 0 | 0 | 0 | 0 | 0 | 0 | 0 | 0 | 0 | 0 | 0 | 0 | 0 | 0 | 0 | 0 | 0 | 0 | 0 | 0 | 0 | 0 | 0 | 0 | 0 | 0 | 0 | 0 | 0 | 10.35 | 0 | -10.35 | 0 | 0 | 0 | 0 | 0 | 0 | 0 | 0 | 0 | 0 | 0 | 0 | 0 | 0 | 0 | 0 | 0 | 0 | 0 | 0 | 0 | 0 | 0 | 0 | 0 | 0 | 0 | 0 | 0 | 0 | 0 | 0 | 0 | 0 | 0 | 0 | 0 | 0 | 0 | 0 | 0 | 0 | 0 | 0 | 0 | 0 | 0 | 0 | 0 | 0 | 0 | 0 | 0 | 0 | 0 | 0 | 0 | 0 | 0 | 0
0 | 0 | 0 | 0 | 0 | 0 | 0 | 0 | 0 | 0 | 0 | 0 | 0 | 0 | 0 | 0 | 0 | 0 | 0 | 0 | 0 | 0 | 0 | 0 | 0 | 0 | 0 | 0 | 0 | 0 | 0 | 0 | 0 | 0 | 0 | 0 | 0 | 0 | 0 | 0 | 0 | 0 | 0 | 0 | 0 | 0 | 0 | 0 | 0 | 0 | 13.91 | 0 | 0 | 0 | 0 | 0 | 0 | -13.91 | 0 | 0 | 0 | 0 | 0 | 0 | 0 | 0 | 0 | 0 | 0 | 0 | 0 | 0 | 0 | 0 | 0 | 0 | 0 | 0 | 0 | 0 | 0 | 0 | 0 | 0 | 0 | 0 | 0 | 0 | 0 | 0 | 0 | 0 | 0 | 0 | 0 | 0 | 0 | 0 | 0 | 0 | 0 | 0 | 0 | 0 | 0 | 0 | 0 | 0 | 0 | 0 | 0 | 0 | 0 | 0 | 0 | 0 | 0 | 0
0 | 0 | 0 | 0 | 0 | 0 | 0 | 0 | 0 | 0 | 0 | 0 | 0 | 0 | 0 | 0 | 0 | 0 | 0 | 0 | 0 | 0 | 0 | 0 | 0 | 0 | 0 | 0 | 0 | 0 | 0 | 0 | 0 | 0 | 0 | 0 | 0 | 0 | 0 | 0 | 0 | 0 | 0 | 0 | 0 | 0 | 0 | 0 | 0 | 0 | 0 | 0 | 0 | 4.36 | 0 | 0 | 0 | 0 | -4.36 | 0 | 0 | 0 | 0 | 0 | 0 | 0 | 0 | 0 | 0 | 0 | 0 | 0 | 0 | 0 | 0 | 0 | 0 | 0 | 0 | 0 | 0 | 0 | 0 | 0 | 0 | 0 | 0 | 0 | 0 | 0 | 0 | 0 | 0 | 0 | 0 | 0 | 0 | 0 | 0 | 0 | 0 | 0 | 0 | 0 | 0 | 0 | 0 | 0 | 0 | 0 | 0 | 0 | 0 | 0 | 0 | 0 | 0 | 0
0 | 0 | 0 | 0 | 0 | 0 | 0 | 0 | 0 | 0 | 0 | 0 | 0 | 0 | 0 | 0 | 0 | 0 | 0 | 0 | 0 | 0 | 0 | 0 | 0 | 0 | 0 | 0 | 0 | 0 | 0 | 0 | 0 | 0 | 0 | 0 | 0 | 0 | 0 | 0 | 0 | 0 | 0 | 0 | 0 | 0 | 0 | 0 | 0 | 0 | 0 | 0 | 0 | 0 | 0 | 3.98 | 0 | 0 | -3.98 | 0 | 0 | 0 | 0 | 0 | 0 | 0 | 0 | 0 | 0 | 0 | 0 | 0 | 0 | 0 | 0 | 0 | 0 | 0 | 0 | 0 | 0 | 0 | 0 | 0 | 0 | 0 | 0 | 0 | 0 | 0 | 0 | 0 | 0 | 0 | 0 | 0 | 0 | 0 | 0 | 0 | 0 | 0 | 0 | 0 | 0 | 0 | 0 | 0 | 0 | 0 | 0 | 0 | 0 | 0 | 0 | 0 | 0 | 0
0 | 0 | 0 | 0 | 0 | 0 | 0 | 0 | 0 | 0 | 0 | 0 | 0 | 0 | 0 | 0 | 0 | 0 | 0 | 0 | 0 | 0 | 0 | 0 | 0 | 0 | 0 | 0 | 0 | 0 | 0 | 0 | 0 | 0 | 0 | 0 | 0 | 0 | 0 | 0 | 0 | 0 | 0 | 0 | 0 | 0 | 0 | 0 | 0 | 0 | 0 | 0 | 0 | 0 | 0 | 4.18 | 0 | 0 | -4.18 | 0 | 0 | 0 | 0 | 0 | 0 | 0 | 0 | 0 | 0 | 0 | 0 | 0 | 0 | 0 | 0 | 0 | 0 | 0 | 0 | 0 | 0 | 0 | 0 | 0 | 0 | 0 | 0 | 0 | 0 | 0 | 0 | 0 | 0 | 0 | 0 | 0 | 0 | 0 | 0 | 0 | 0 | 0 | 0 | 0 | 0 | 0 | 0 | 0 | 0 | 0 | 0 | 0 | 0 | 0 | 0 | 0 | 0 | 0
0 | 0 | 0 | 0 | 0 | 0 | 0 | 0 | 0 | 0 | 0 | 0 | 0 | 0 | 0 | 0 | 0 | 0 | 0 | 0 | 0 | 0 | 0 | 0 | 0 | 0 | 0 | 0 | 0 | 0 | 0 | 0 | 0 | 0 | 0 | 0 | 0 | 0 | 0 | 0 | 0 | 0 | 0 | 0 | 0 | 0 | 0 | 0 | 0 | 0 | 0 | 0 | 0 | 0 | 4.63 | 0 | 0 | 0 | -4.63 | 0 | 0 | 0 | 0 | 0 | 0 | 0 | 0 | 0 | 0 | 0 | 0 | 0 | 0 | 0 | 0 | 0 | 0 | 0 | 0 | 0 | 0 | 0 | 0 | 0 | 0 | 0 | 0 | 0 | 0 | 0 | 0 | 0 | 0 | 0 | 0 | 0 | 0 | 0 | 0 | 0 | 0 | 0 | 0 | 0 | 0 | 0 | 0 | 0 | 0 | 0 | 0 | 0 | 0 | 0 | 0 | 0 | 0 | 0
0 | 0 | 0 | 0 | 0 | 0 | 0 | 0 | 0 | 0 | 0 | 0 | 0 | 0 | 0 | 0 | 0 | 0 | 0 | 0 | 0 | 0 | 0 | 0 | 0 | 0 | 0 | 0 | 0 | 0 | 0 | 0 | 0 | 0 | 0 | 0 | 0 | 0 | 0 | 0 | 0 | 0 | 0 | 0 | 0 | 0 | 0 | 0 | 0 | 0 | 0 | 0 | 0 | 0 | 0 | 0 | 0 | 0 | 6.9 | -6.9 | 0 | 0 | 0 | 0 | 0 | 0 | 0 | 0 | 0 | 0 | 0 | 0 | 0 | 0 | 0 | 0 | 0 | 0 | 0 | 0 | 0 | 0 | 0 | 0 | 0 | 0 | 0 | 0 | 0 | 0 | 0 | 0 | 0 | 0 | 0 | 0 | 0 | 0 | 0 | 0 | 0 | 0 | 0 | 0 | 0 | 0 | 0 | 0 | 0 | 0 | 0 | 0 | 0 | 0 | 0 | 0 | 0 | 0
0 | 0 | 0 | 0 | 0 | 0 | 0 | 0 | 0 | 0 | 0 | 0 | 0 | 0 | 0 | 0 | 0 | 0 | 0 | 0 | 0 | 0 | 0 | 0 | 0 | 0 | 0 | 0 | 0 | 0 | 0 | 0 | 0 | 0 | 0 | 0 | 0 | 0 | 0 | 0 | 0 | 0 | 0 | 0 | 0 | 0 | 0 | 0 | 0 | 0 | 0 | 0 | 0 | 0 | 0 | 0 | 0 | 0 | 6.67 | 0 | -6.67 | 0 | 0 | 0 | 0 | 0 | 0 | 0 | 0 | 0 | 0 | 0 | 0 | 0 | 0 | 0 | 0 | 0 | 0 | 0 | 0 | 0 | 0 | 0 | 0 | 0 | 0 | 0 | 0 | 0 | 0 | 0 | 0 | 0 | 0 | 0 | 0 | 0 | 0 | 0 | 0 | 0 | 0 | 0 | 0 | 0 | 0 | 0 | 0 | 0 | 0 | 0 | 0 | 0 | 0 | 0 | 0 | 0
0 | 0 | 0 | 0 | 0 | 0 | 0 | 0 | 0 | 0 | 0 | 0 | 0 | 0 | 0 | 0 | 0 | 0 | 0 | 0 | 0 | 0 | 0 | 0 | 0 | 0 | 0 | 0 | 0 | 0 | 0 | 0 | 0 | 0 | 0 | 0 | 0 | 0 | 0 | 0 | 0 | 0 | 0 | 0 | 0 | 0 | 0 | 0 | 0 | 0 | 0 | 0 | 0 | 0 | 0 | 0 | 0 | 0 | 0 | 74.07 | -74.07 | 0 | 0 | 0 | 0 | 0 | 0 | 0 | 0 | 0 | 0 | 0 | 0 | 0 | 0 | 0 | 0 | 0 | 0 | 0 | 0 | 0 | 0 | 0 | 0 | 0 | 0 | 0 | 0 | 0 | 0 | 0 | 0 | 0 | 0 | 0 | 0 | 0 | 0 | 0 | 0 | 0 | 0 | 0 | 0 | 0 | 0 | 0 | 0 | 0 | 0 | 0 | 0 | 0 | 0 | 0 | 0 | 0
0 | 0 | 0 | 0 | 0 | 0 | 0 | 0 | 0 | 0 | 0 | 0 | 0 | 0 | 0 | 0 | 0 | 0 | 0 | 0 | 0 | 0 | 0 | 0 | 0 | 0 | 0 | 0 | 0 | 0 | 0 | 0 | 0 | 0 | 0 | 0 | 0 | 0 | 0 | 0 | 0 | 0 | 0 | 0 | 0 | 0 | 0 | 0 | 0 | 0 | 0 | 0 | 0 | 0 | 0 | 0 | 0 | 0 | 0 | 17.83 | 0 | -17.83 | 0 | 0 | 0 | 0 | 0 | 0 | 0 | 0 | 0 | 0 | 0 | 0 | 0 | 0 | 0 | 0 | 0 | 0 | 0 | 0 | 0 | 0 | 0 | 0 | 0 | 0 | 0 | 0 | 0 | 0 | 0 | 0 | 0 | 0 | 0 | 0 | 0 | 0 | 0 | 0 | 0 | 0 | 0 | 0 | 0 | 0 | 0 | 0 | 0 | 0 | 0 | 0 | 0 | 0 | 0 | 0
0 | 0 | 0 | 0 | 0 | 0 | 0 | 0 | 0 | 0 | 0 | 0 | 0 | 0 | 0 | 0 | 0 | 0 | 0 | 0 | 0 | 0 | 0 | 0 | 0 | 0 | 0 | 0 | 0 | 0 | 0 | 0 | 0 | 0 | 0 | 0 | 0 | 0 | 0 | 0 | 0 | 0 | 0 | 0 | 0 | 0 | 0 | 0 | 0 | 0 | 0 | 0 | 0 | 0 | 0 | 0 | 0 | 0 | 0 | 0 | 26.6 | -26.6 | 0 | 0 | 0 | 0 | 0 | 0 | 0 | 0 | 0 | 0 | 0 | 0 | 0 | 0 | 0 | 0 | 0 | 0 | 0 | 0 | 0 | 0 | 0 | 0 | 0 | 0 | 0 | 0 | 0 | 0 | 0 | 0 | 0 | 0 | 0 | 0 | 0 | 0 | 0 | 0 | 0 | 0 | 0 | 0 | 0 | 0 | 0 | 0 | 0 | 0 | 0 | 0 | 0 | 0 | 0 | 0
0 | 0 | 0 | 0 | 0 | 0 | 0 | 0 | 0 | 0 | 0 | 0 | 0 | 0 | 0 | 0 | 0 | 0 | 0 | 0 | 0 | 0 | 0 | 0 | 0 | 0 | 0 | 0 | 0 | 0 | 0 | 0 | 0 | 0 | 0 | 0 | 0 | 0 | 0 | 0 | 0 | 0 | 0 | 0 | 0 | 0 | 0 | 0 | 0 | 0 | 0 | 0 | 0 | 0 | 0 | 0 | 0 | 0 | -25.91 | 0 | 0 | 0 | 25.91 | 0 | 0 | 0 | 0 | 0 | 0 | 0 | 0 | 0 | 0 | 0 | 0 | 0 | 0 | 0 | 0 | 0 | 0 | 0 | 0 | 0 | 0 | 0 | 0 | 0 | 0 | 0 | 0 | 0 | 0 | 0 | 0 | 0 | 0 | 0 | 0 | 0 | 0 | 0 | 0 | 0 | 0 | 0 | 0 | 0 | 0 | 0 | 0 | 0 | 0 | 0 | 0 | 0 | 0 | 0
0 | 0 | 0 | 0 | 0 | 0 | 0 | 0 | 0 | 0 | 0 | 0 | 0 | 0 | 0 | 0 | 0 | 0 | 0 | 0 | 0 | 0 | 0 | 0 | 0 | 0 | 0 | 0 | 0 | 0 | 0 | 0 | 0 | 0 | 0 | 0 | 0 | 0 | 0 | 0 | 0 | 0 | 0 | 0 | 0 | 0 | 0 | 0 | 0 | 0 | 0 | 0 | 0 | 0 | 0 | 0 | 0 | 0 | 0 | 0 | 0 | 0 | 50 | -50 | 0 | 0 | 0 | 0 | 0 | 0 | 0 | 0 | 0 | 0 | 0 | 0 | 0 | 0 | 0 | 0 | 0 | 0 | 0 | 0 | 0 | 0 | 0 | 0 | 0 | 0 | 0 | 0 | 0 | 0 | 0 | 0 | 0 | 0 | 0 | 0 | 0 | 0 | 0 | 0 | 0 | 0 | 0 | 0 | 0 | 0 | 0 | 0 | 0 | 0 | 0 | 0 | 0 | 0
0 | 0 | 0 | 0 | 0 | 0 | 0 | 0 | 0 | 0 | 0 | 0 | 0 | 0 | 0 | 0 | 0 | 0 | 0 | 0 | 0 | 0 | 0 | 0 | 0 | 0 | 0 | 0 | 0 | 0 | 0 | 0 | 0 | 0 | 0 | 0 | 0 | 0 | 0 | 0 | 0 | 0 | 0 | 0 | 0 | 0 | 0 | 0 | 0 | 0 | 0 | 0 | 0 | 0 | 0 | 0 | 0 | 0 | 0 | 0 | -37.31 | 0 | 0 | 37.31 | 0 | 0 | 0 | 0 | 0 | 0 | 0 | 0 | 0 | 0 | 0 | 0 | 0 | 0 | 0 | 0 | 0 | 0 | 0 | 0 | 0 | 0 | 0 | 0 | 0 | 0 | 0 | 0 | 0 | 0 | 0 | 0 | 0 | 0 | 0 | 0 | 0 | 0 | 0 | 0 | 0 | 0 | 0 | 0 | 0 | 0 | 0 | 0 | 0 | 0 | 0 | 0 | 0 | 0
0 | 0 | 0 | 0 | 0 | 0 | 0 | 0 | 0 | 0 | 0 | 0 | 0 | 0 | 0 | 0 | 0 | 0 | 0 | 0 | 0 | 0 | 0 | 0 | 0 | 0 | 0 | 0 | 0 | 0 | 0 | 0 | 0 | 0 | 0 | 0 | 0 | 10.14 | 0 | 0 | 0 | 0 | 0 | 0 | 0 | 0 | 0 | 0 | 0 | 0 | 0 | 0 | 0 | 0 | 0 | 0 | 0 | 0 | 0 | 0 | 0 | 0 | 0 | 0 | -10.14 | 0 | 0 | 0 | 0 | 0 | 0 | 0 | 0 | 0 | 0 | 0 | 0 | 0 | 0 | 0 | 0 | 0 | 0 | 0 | 0 | 0 | 0 | 0 | 0 | 0 | 0 | 0 | 0 | 0 | 0 | 0 | 0 | 0 | 0 | 0 | 0 | 0 | 0 | 0 | 0 | 0 | 0 | 0 | 0 | 0 | 0 | 0 | 0 | 0 | 0 | 0 | 0 | 0
0 | 0 | 0 | 0 | 0 | 0 | 0 | 0 | 0 | 0 | 0 | 0 | 0 | 0 | 0 | 0 | 0 | 0 | 0 | 0 | 0 | 0 | 0 | 0 | 0 | 0 | 0 | 0 | 0 | 0 | 0 | 0 | 0 | 0 | 0 | 0 | 0 | 0 | 0 | 0 | 0 | 0 | 0 | 0 | 0 | 0 | 0 | 0 | 0 | 0 | 0 | 0 | 0 | 0 | 0 | 0 | 0 | 0 | 0 | 0 | 0 | 0 | 0 | 33.11 | -33.11 | 0 | 0 | 0 | 0 | 0 | 0 | 0 | 0 | 0 | 0 | 0 | 0 | 0 | 0 | 0 | 0 | 0 | 0 | 0 | 0 | 0 | 0 | 0 | 0 | 0 | 0 | 0 | 0 | 0 | 0 | 0 | 0 | 0 | 0 | 0 | 0 | 0 | 0 | 0 | 0 | 0 | 0 | 0 | 0 | 0 | 0 | 0 | 0 | 0 | 0 | 0 | 0 | 0
0 | 0 | 0 | 0 | 0 | 0 | 0 | 0 | 0 | 0 | 0 | 0 | 0 | 0 | 0 | 0 | 0 | 0 | 0 | 0 | 0 | 0 | 0 | 0 | 0 | 0 | 0 | 0 | 0 | 0 | 0 | 0 | 0 | 0 | 0 | 0 | 0 | 0 | 0 | 0 | 0 | 0 | 0 | 0 | 0 | 0 | 0 | 0 | 10.88 | 0 | 0 | 0 | 0 | 0 | 0 | 0 | 0 | 0 | 0 | 0 | 0 | 0 | 0 | 0 | 0 | -10.88 | 0 | 0 | 0 | 0 | 0 | 0 | 0 | 0 | 0 | 0 | 0 | 0 | 0 | 0 | 0 | 0 | 0 | 0 | 0 | 0 | 0 | 0 | 0 | 0 | 0 | 0 | 0 | 0 | 0 | 0 | 0 | 0 | 0 | 0 | 0 | 0 | 0 | 0 | 0 | 0 | 0 | 0 | 0 | 0 | 0 | 0 | 0 | 0 | 0 | 0 | 0 | 0
0 | 0 | 0 | 0 | 0 | 0 | 0 | 0 | 0 | 0 | 0 | 0 | 0 | 0 | 0 | 0 | 0 | 0 | 0 | 0 | 0 | 0 | 0 | 0 | 0 | 0 | 0 | 0 | 0 | 0 | 0 | 0 | 0 | 0 | 0 | 0 | 0 | 0 | 0 | 0 | 0 | 0 | 0 | 0 | 0 | 0 | 0 | 0 | 10.88 | 0 | 0 | 0 | 0 | 0 | 0 | 0 | 0 | 0 | 0 | 0 | 0 | 0 | 0 | 0 | 0 | -10.88 | 0 | 0 | 0 | 0 | 0 | 0 | 0 | 0 | 0 | 0 | 0 | 0 | 0 | 0 | 0 | 0 | 0 | 0 | 0 | 0 | 0 | 0 | 0 | 0 | 0 | 0 | 0 | 0 | 0 | 0 | 0 | 0 | 0 | 0 | 0 | 0 | 0 | 0 | 0 | 0 | 0 | 0 | 0 | 0 | 0 | 0 | 0 | 0 | 0 | 0 | 0 | 0
0 | 0 | 0 | 0 | 0 | 0 | 0 | 0 | 0 | 0 | 0 | 0 | 0 | 0 | 0 | 0 | 0 | 0 | 0 | 0 | 0 | 0 | 0 | 0 | 0 | 0 | 0 | 0 | 0 | 0 | 0 | 0 | 0 | 0 | 0 | 0 | 0 | 0 | 0 | 0 | 0 | 0 | 0 | 0 | 0 | 0 | 0 | 0 | 0 | 0 | 0 | 0 | 0 | 0 | 0 | 0 | 0 | 0 | 0 | 0 | 0 | 4.59 | 0 | 0 | 0 | -4.59 | 0 | 0 | 0 | 0 | 0 | 0 | 0 | 0 | 0 | 0 | 0 | 0 | 0 | 0 | 0 | 0 | 0 | 0 | 0 | 0 | 0 | 0 | 0 | 0 | 0 | 0 | 0 | 0 | 0 | 0 | 0 | 0 | 0 | 0 | 0 | 0 | 0 | 0 | 0 | 0 | 0 | 0 | 0 | 0 | 0 | 0 | 0 | 0 | 0 | 0 | 0 | 0
0 | 0 | 0 | 0 | 0 | 0 | 0 | 0 | 0 | 0 | 0 | 0 | 0 | 0 | 0 | 0 | 0 | 0 | 0 | 0 | 0 | 0 | 0 | 0 | 0 | 0 | 0 | 0 | 0 | 0 | 0 | 0 | 0 | 0 | 0 | 0 | 0 | 0 | 0 | 0 | 0 | 0 | 0 | 0 | 0 | 0 | 0 | 0 | 0 | 0 | 0 | 0 | 0 | 0 | 0 | 0 | 0 | 0 | 0 | 0 | 0 | 8.55 | 0 | 0 | 0 | 0 | -8.55 | 0 | 0 | 0 | 0 | 0 | 0 | 0 | 0 | 0 | 0 | 0 | 0 | 0 | 0 | 0 | 0 | 0 | 0 | 0 | 0 | 0 | 0 | 0 | 0 | 0 | 0 | 0 | 0 | 0 | 0 | 0 | 0 | 0 | 0 | 0 | 0 | 0 | 0 | 0 | 0 | 0 | 0 | 0 | 0 | 0 | 0 | 0 | 0 | 0 | 0 | 0
0 | 0 | 0 | 0 | 0 | 0 | 0 | 0 | 0 | 0 | 0 | 0 | 0 | 0 | 0 | 0 | 0 | 0 | 0 | 0 | 0 | 0 | 0 | 0 | 0 | 0 | 0 | 0 | 0 | 0 | 0 | 0 | 0 | 0 | 0 | 0 | 0 | 0 | 0 | 0 | 0 | 0 | 0 | 0 | 0 | 0 | 0 | 0 | 0 | 0 | 0 | 0 | 0 | 0 | 0 | 0 | 0 | 0 | 0 | 0 | 0 | 0 | 0 | 0 | 27.03 | -27.03 | 0 | 0 | 0 | 0 | 0 | 0 | 0 | 0 | 0 | 0 | 0 | 0 | 0 | 0 | 0 | 0 | 0 | 0 | 0 | 0 | 0 | 0 | 0 | 0 | 0 | 0 | 0 | 0 | 0 | 0 | 0 | 0 | 0 | 0 | 0 | 0 | 0 | 0 | 0 | 0 | 0 | 0 | 0 | 0 | 0 | 0 | 0 | 0 | 0 | 0 | 0 | 0
0 | 0 | 0 | 0 | 0 | 0 | 0 | 0 | 0 | 0 | 0 | 0 | 0 | 0 | 0 | 0 | 0 | 0 | 0 | 0 | 0 | 0 | 0 | 0 | 0 | 0 | 0 | 0 | 0 | 0 | 0 | 0 | 0 | 0 | 0 | 0 | 0 | 0 | 0 | 0 | 0 | 0 | 0 | 0 | 0 | 0 | 0 | 0 | 0 | 0 | 0 | 0 | 0 | 0 | 0 | 0 | 0 | 0 | 0 | 0 | 0 | 0 | 0 | 0 | 0 | 9.85 | -9.85 | 0 | 0 | 0 | 0 | 0 | 0 | 0 | 0 | 0 | 0 | 0 | 0 | 0 | 0 | 0 | 0 | 0 | 0 | 0 | 0 | 0 | 0 | 0 | 0 | 0 | 0 | 0 | 0 | 0 | 0 | 0 | 0 | 0 | 0 | 0 | 0 | 0 | 0 | 0 | 0 | 0 | 0 | 0 | 0 | 0 | 0 | 0 | 0 | 0 | 0 | 0
0 | 0 | 0 | 0 | 0 | 0 | 0 | 0 | 0 | 0 | 0 | 0 | 0 | 0 | 0 | 0 | 0 | 0 | 0 | 0 | 0 | 0 | 0 | 0 | 0 | 0 | 0 | 0 | 0 | 0 | 0 | 0 | 0 | 0 | 0 | 0 | 0 | 0 | 0 | 0 | 0 | 0 | 0 | 0 | 0 | 0 | 0 | 0 | 0 | 0 | 0 | 0 | 0 | 0 | 0 | 0 | 0 | 0 | 0 | 0 | 0 | 0 | 0 | 0 | 62.5 | 0 | 0 | -62.5 | 0 | 0 | 0 | 0 | 0 | 0 | 0 | 0 | 0 | 0 | 0 | 0 | 0 | 0 | 0 | 0 | 0 | 0 | 0 | 0 | 0 | 0 | 0 | 0 | 0 | 0 | 0 | 0 | 0 | 0 | 0 | 0 | 0 | 0 | 0 | 0 | 0 | 0 | 0 | 0 | 0 | 0 | 0 | 0 | 0 | 0 | 0 | 0 | 0 | 0
0 | 0 | 0 | 0 | 0 | 0 | 0 | 0 | 0 | 0 | 0 | 0 | 0 | 0 | 0 | 0 | 0 | 0 | 0 | 0 | 0 | 0 | 0 | 0 | 0 | 0 | 0 | 0 | 0 | 0 | 0 | 0 | 0 | 0 | 0 | 0 | 0 | 0 | 0 | 0 | 0 | 0 | 0 | 0 | 0 | 0 | 3.6 | 0 | 0 | 0 | 0 | 0 | 0 | 0 | 0 | 0 | 0 | 0 | 0 | 0 | 0 | 0 | 0 | 0 | 0 | 0 | 0 | 0 | -3.6 | 0 | 0 | 0 | 0 | 0 | 0 | 0 | 0 | 0 | 0 | 0 | 0 | 0 | 0 | 0 | 0 | 0 | 0 | 0 | 0 | 0 | 0 | 0 | 0 | 0 | 0 | 0 | 0 | 0 | 0 | 0 | 0 | 0 | 0 | 0 | 0 | 0 | 0 | 0 | 0 | 0 | 0 | 0 | 0 | 0 | 0 | 0 | 0 | 0
0 | 0 | 0 | 0 | 0 | 0 | 0 | 0 | 0 | 0 | 0 | 0 | 0 | 0 | 0 | 0 | 0 | 0 | 0 | 0 | 0 | 0 | 0 | 0 | 0 | 0 | 0 | 0 | 0 | 0 | 0 | 0 | 0 | 0 | 0 | 0 | 0 | 0 | 0 | 0 | 0 | 0 | 0 | 0 | 0 | 0 | 0 | 0 | 3.09 | 0 | 0 | 0 | 0 | 0 | 0 | 0 | 0 | 0 | 0 | 0 | 0 | 0 | 0 | 0 | 0 | 0 | 0 | 0 | -3.09 | 0 | 0 | 0 | 0 | 0 | 0 | 0 | 0 | 0 | 0 | 0 | 0 | 0 | 0 | 0 | 0 | 0 | 0 | 0 | 0 | 0 | 0 | 0 | 0 | 0 | 0 | 0 | 0 | 0 | 0 | 0 | 0 | 0 | 0 | 0 | 0 | 0 | 0 | 0 | 0 | 0 | 0 | 0 | 0 | 0 | 0 | 0 | 0 | 0
0 | 0 | 0 | 0 | 0 | 0 | 0 | 0 | 0 | 0 | 0 | 0 | 0 | 0 | 0 | 0 | 0 | 0 | 0 | 0 | 0 | 0 | 0 | 0 | 0 | 0 | 0 | 0 | 0 | 0 | 0 | 0 | 0 | 0 | 0 | 0 | 0 | 0 | 0 | 0 | 0 | 0 | 0 | 0 | 0 | 0 | 0 | 0 | 0 | 0 | 0 | 0 | 0 | 0 | 0 | 0 | 0 | 0 | 0 | 0 | 0 | 0 | 0 | 0 | 0 | 0 | 0 | 27.03 | -27.03 | 0 | 0 | 0 | 0 | 0 | 0 | 0 | 0 | 0 | 0 | 0 | 0 | 0 | 0 | 0 | 0 | 0 | 0 | 0 | 0 | 0 | 0 | 0 | 0 | 0 | 0 | 0 | 0 | 0 | 0 | 0 | 0 | 0 | 0 | 0 | 0 | 0 | 0 | 0 | 0 | 0 | 0 | 0 | 0 | 0 | 0 | 0 | 0 | 0
0 | 0 | 0 | 0 | 0 | 0 | 0 | 0 | 0 | 0 | 0 | 0 | 0 | 0 | 0 | 0 | 0 | 0 | 0 | 0 | 0 | 0 | 0 | 0 | 0 | 0 | 0 | 0 | 0 | 0 | 0 | 0 | 0 | 0 | 0 | 0 | 0 | 0 | 0 | 0 | 0 | 0 | 0 | 0 | 0 | 0 | 0 | 0 | 0 | 0 | 0 | 0 | 0 | 0 | 0 | 0 | 0 | 0 | 0 | 0 | 0 | 0 | 0 | 0 | 0 | 0 | 0 | 0 | 7.87 | -7.87 | 0 | 0 | 0 | 0 | 0 | 0 | 0 | 0 | 0 | 0 | 0 | 0 | 0 | 0 | 0 | 0 | 0 | 0 | 0 | 0 | 0 | 0 | 0 | 0 | 0 | 0 | 0 | 0 | 0 | 0 | 0 | 0 | 0 | 0 | 0 | 0 | 0 | 0 | 0 | 0 | 0 | 0 | 0 | 0 | 0 | 0 | 0 | 0
0 | 0 | 0 | 0 | 0 | 0 | 0 | 0 | 0 | 0 | 0 | 0 | 0 | 0 | 0 | 0 | 0 | 0 | 0 | 0 | 0 | 0 | 0 | 2.43 | 0 | 0 | 0 | 0 | 0 | 0 | 0 | 0 | 0 | 0 | 0 | 0 | 0 | 0 | 0 | 0 | 0 | 0 | 0 | 0 | 0 | 0 | 0 | 0 | 0 | 0 | 0 | 0 | 0 | 0 | 0 | 0 | 0 | 0 | 0 | 0 | 0 | 0 | 0 | 0 | 0 | 0 | 0 | 0 | 0 | -2.43 | 0 | 0 | 0 | 0 | 0 | 0 | 0 | 0 | 0 | 0 | 0 | 0 | 0 | 0 | 0 | 0 | 0 | 0 | 0 | 0 | 0 | 0 | 0 | 0 | 0 | 0 | 0 | 0 | 0 | 0 | 0 | 0 | 0 | 0 | 0 | 0 | 0 | 0 | 0 | 0 | 0 | 0 | 0 | 0 | 0 | 0 | 0 | 0
0 | 0 | 0 | 0 | 0 | 0 | 0 | 0 | 0 | 0 | 0 | 0 | 0 | 0 | 0 | 0 | 0 | 0 | 0 | 0 | 0 | 0 | 0 | 0 | 0 | 0 | 0 | 0 | 0 | 0 | 0 | 0 | 0 | 0 | 0 | 0 | 0 | 0 | 0 | 0 | 0 | 0 | 0 | 0 | 0 | 0 | 0 | 0 | 0 | 0 | 0 | 0 | 0 | 0 | 0 | 0 | 0 | 0 | 0 | 0 | 0 | 0 | 0 | 0 | 0 | 0 | 0 | 0 | 0 | 28.17 | -28.17 | 0 | 0 | 0 | 0 | 0 | 0 | 0 | 0 | 0 | 0 | 0 | 0 | 0 | 0 | 0 | 0 | 0 | 0 | 0 | 0 | 0 | 0 | 0 | 0 | 0 | 0 | 0 | 0 | 0 | 0 | 0 | 0 | 0 | 0 | 0 | 0 | 0 | 0 | 0 | 0 | 0 | 0 | 0 | 0 | 0 | 0 | 0
0 | 0 | 0 | 0 | 0 | 0 | 0 | 0 | 0 | 0 | 0 | 0 | 0 | 0 | 0 | 0 | 0 | 0 | 0 | 0 | 0 | 0 | 0 | 5.1 | 0 | 0 | 0 | 0 | 0 | 0 | 0 | 0 | 0 | 0 | 0 | 0 | 0 | 0 | 0 | 0 | 0 | 0 | 0 | 0 | 0 | 0 | 0 | 0 | 0 | 0 | 0 | 0 | 0 | 0 | 0 | 0 | 0 | 0 | 0 | 0 | 0 | 0 | 0 | 0 | 0 | 0 | 0 | 0 | 0 | 0 | 0 | -5.1 | 0 | 0 | 0 | 0 | 0 | 0 | 0 | 0 | 0 | 0 | 0 | 0 | 0 | 0 | 0 | 0 | 0 | 0 | 0 | 0 | 0 | 0 | 0 | 0 | 0 | 0 | 0 | 0 | 0 | 0 | 0 | 0 | 0 | 0 | 0 | 0 | 0 | 0 | 0 | 0 | 0 | 0 | 0 | 0 | 0 | 0
0 | 0 | 0 | 0 | 0 | 0 | 0 | 0 | 0 | 0 | 0 | 0 | 0 | 0 | 0 | 0 | 0 | 0 | 0 | 0 | 0 | 0 | 0 | 0 | 0 | 0 | 0 | 0 | 0 | 0 | 0 | 0 | 0 | 0 | 0 | 0 | 0 | 0 | 0 | 0 | 0 | 0 | 0 | 0 | 0 | 0 | 0 | 0 | 0 | 0 | 0 | 0 | 0 | 0 | 0 | 0 | 0 | 0 | 0 | 0 | 0 | 0 | 0 | 0 | 0 | 0 | 0 | 0 | 0 | 0 | 5.56 | -5.56 | 0 | 0 | 0 | 0 | 0 | 0 | 0 | 0 | 0 | 0 | 0 | 0 | 0 | 0 | 0 | 0 | 0 | 0 | 0 | 0 | 0 | 0 | 0 | 0 | 0 | 0 | 0 | 0 | 0 | 0 | 0 | 0 | 0 | 0 | 0 | 0 | 0 | 0 | 0 | 0 | 0 | 0 | 0 | 0 | 0 | 0
0 | 0 | 0 | 0 | 0 | 0 | 0 | 0 | 0 | 0 | 0 | 0 | 0 | 0 | 0 | 0 | 0 | 0 | 0 | 0 | 0 | 0 | 0 | 0 | 0 | 0 | 0 | 0 | 0 | 0 | 0 | 0 | 0 | 0 | 0 | 0 | 0 | 0 | 0 | 0 | 0 | 0 | 0 | 0 | 0 | 0 | 0 | 0 | 0 | 0 | 0 | 0 | 0 | 0 | 0 | 0 | 0 | 0 | 0 | 0 | 0 | 0 | 0 | 0 | 0 | 0 | 0 | 0 | 0 | 0 | 22.03 | 0 | -22.03 | 0 | 0 | 0 | 0 | 0 | 0 | 0 | 0 | 0 | 0 | 0 | 0 | 0 | 0 | 0 | 0 | 0 | 0 | 0 | 0 | 0 | 0 | 0 | 0 | 0 | 0 | 0 | 0 | 0 | 0 | 0 | 0 | 0 | 0 | 0 | 0 | 0 | 0 | 0 | 0 | 0 | 0 | 0 | 0 | 0
0 | 0 | 0 | 0 | 0 | 0 | 0 | 0 | 0 | 0 | 0 | 0 | 0 | 0 | 0 | 0 | 0 | 0 | 0 | 0 | 0 | 0 | 0 | 0 | 0 | 0 | 0 | 0 | 0 | 0 | 0 | 0 | 0 | 0 | 0 | 0 | 0 | 0 | 0 | 0 | 0 | 0 | 0 | 0 | 0 | 0 | 0 | 0 | 0 | 0 | 0 | 0 | 0 | 0 | 0 | 0 | 0 | 0 | 0 | 0 | 0 | 0 | 0 | 0 | 0 | 0 | 0 | 0 | 0 | 7.56 | 0 | 0 | 0 | -7.56 | 0 | 0 | 0 | 0 | 0 | 0 | 0 | 0 | 0 | 0 | 0 | 0 | 0 | 0 | 0 | 0 | 0 | 0 | 0 | 0 | 0 | 0 | 0 | 0 | 0 | 0 | 0 | 0 | 0 | 0 | 0 | 0 | 0 | 0 | 0 | 0 | 0 | 0 | 0 | 0 | 0 | 0 | 0 | 0
0 | 0 | 0 | 0 | 0 | 0 | 0 | 0 | 0 | 0 | 0 | 0 | 0 | 0 | 0 | 0 | 0 | 0 | 0 | 0 | 0 | 0 | 0 | 0 | 0 | 0 | 0 | 0 | 0 | 0 | 0 | 0 | 0 | 0 | 0 | 0 | 0 | 0 | 0 | 0 | 0 | 0 | 0 | 0 | 0 | 0 | 0 | 0 | 0 | 0 | 0 | 0 | 0 | 0 | 0 | 0 | 0 | 0 | 0 | 0 | 0 | 0 | 0 | 0 | 0 | 0 | 0 | 0 | 0 | 7.09 | 0 | 0 | 0 | 0 | -7.09 | 0 | 0 | 0 | 0 | 0 | 0 | 0 | 0 | 0 | 0 | 0 | 0 | 0 | 0 | 0 | 0 | 0 | 0 | 0 | 0 | 0 | 0 | 0 | 0 | 0 | 0 | 0 | 0 | 0 | 0 | 0 | 0 | 0 | 0 | 0 | 0 | 0 | 0 | 0 | 0 | 0 | 0 | 0
0 | 0 | 0 | 0 | 0 | 0 | 0 | 0 | 0 | 0 | 0 | 0 | 0 | 0 | 0 | 0 | 0 | 0 | 0 | 0 | 0 | 0 | 0 | 0 | 0 | 0 | 0 | 0 | 0 | 0 | 0 | 0 | 0 | 0 | 0 | 0 | 0 | 0 | 0 | 0 | 0 | 0 | 0 | 0 | 0 | 0 | 0 | 0 | 0 | 0 | 0 | 0 | 0 | 0 | 0 | 0 | 0 | 0 | 0 | 0 | 0 | 0 | 0 | 0 | 0 | 0 | 0 | 0 | 8.2 | 0 | 0 | 0 | 0 | 0 | -8.2 | 0 | 0 | 0 | 0 | 0 | 0 | 0 | 0 | 0 | 0 | 0 | 0 | 0 | 0 | 0 | 0 | 0 | 0 | 0 | 0 | 0 | 0 | 0 | 0 | 0 | 0 | 0 | 0 | 0 | 0 | 0 | 0 | 0 | 0 | 0 | 0 | 0 | 0 | 0 | 0 | 0 | 0 | 0
0 | 0 | 0 | 0 | 0 | 0 | 0 | 0 | 0 | 0 | 0 | 0 | 0 | 0 | 0 | 0 | 0 | 0 | 0 | 0 | 0 | 0 | 0 | 0 | 0 | 0 | 0 | 0 | 0 | 0 | 0 | 0 | 0 | 0 | 0 | 0 | 0 | 0 | 0 | 0 | 0 | 0 | 0 | 0 | 0 | 0 | 0 | 0 | 0 | 0 | 0 | 0 | 0 | 0 | 0 | 0 | 0 | 0 | 0 | 0 | 0 | 0 | 0 | 0 | 0 | 0 | 0 | 0 | 0 | 0 | 0 | 0 | 0 | 24.63 | -24.63 | 0 | 0 | 0 | 0 | 0 | 0 | 0 | 0 | 0 | 0 | 0 | 0 | 0 | 0 | 0 | 0 | 0 | 0 | 0 | 0 | 0 | 0 | 0 | 0 | 0 | 0 | 0 | 0 | 0 | 0 | 0 | 0 | 0 | 0 | 0 | 0 | 0 | 0 | 0 | 0 | 0 | 0 | 0
0 | 0 | 0 | 0 | 0 | 0 | 0 | 0 | 0 | 0 | 0 | 0 | 0 | 0 | 0 | 0 | 0 | 0 | 0 | 0 | 0 | 0 | 0 | 0 | 0 | 0 | 0 | 0 | 0 | 0 | 0 | 0 | 0 | 0 | 0 | 0 | 0 | 0 | 0 | 0 | 0 | 0 | 0 | 0 | 0 | 0 | 0 | 0 | 0 | 0 | 0 | 0 | 0 | 0 | 0 | 0 | 0 | 0 | 0 | 0 | 0 | 0 | 0 | 0 | 0 | 0 | 0 | 0 | 0 | 0 | 0 | 0 | 0 | 0 | 0 | 6.76 | -6.76 | 0 | 0 | 0 | 0 | 0 | 0 | 0 | 0 | 0 | 0 | 0 | 0 | 0 | 0 | 0 | 0 | 0 | 0 | 0 | 0 | 0 | 0 | 0 | 0 | 0 | 0 | 0 | 0 | 0 | 0 | 0 | 0 | 0 | 0 | 0 | 0 | 0 | 0 | 0 | 0 | 0
0 | 0 | 0 | 0 | 0 | 0 | 0 | 0 | 0 | 0 | 0 | 0 | 0 | 0 | 0 | 0 | 0 | 0 | 0 | 0 | 0 | 0 | 0 | 0 | 0 | 0 | 0 | 0 | 0 | 0 | 0 | 0 | 0 | 0 | 0 | 0 | 0 | 0 | 0 | 0 | 0 | 0 | 0 | 0 | 0 | 0 | 0 | 0 | 0 | 0 | 0 | 0 | 0 | 0 | 0 | 0 | 0 | 0 | 0 | 0 | 0 | 0 | 0 | 0 | 0 | 0 | 0 | 0 | 9.9 | 0 | 0 | 0 | 0 | 0 | 0 | 0 | -9.9 | 0 | 0 | 0 | 0 | 0 | 0 | 0 | 0 | 0 | 0 | 0 | 0 | 0 | 0 | 0 | 0 | 0 | 0 | 0 | 0 | 0 | 0 | 0 | 0 | 0 | 0 | 0 | 0 | 0 | 0 | 0 | 0 | 0 | 0 | 0 | 0 | 0 | 0 | 0 | 0 | 0
0 | 0 | 0 | 0 | 0 | 0 | 0 | 0 | 0 | 0 | 0 | 0 | 0 | 0 | 0 | 0 | 0 | 0 | 0 | 0 | 0 | 0 | 0 | 0 | 0 | 0 | 0 | 0 | 0 | 0 | 0 | 0 | 0 | 0 | 0 | 0 | 0 | 0 | 0 | 0 | 0 | 0 | 0 | 0 | 0 | 0 | 0 | 0 | 0 | 0 | 0 | 0 | 0 | 0 | 0 | 0 | 0 | 0 | 0 | 0 | 0 | 0 | 0 | 0 | 0 | 0 | 0 | 0 | 0 | 0 | 0 | 0 | 0 | 0 | 5 | 0 | -5 | 0 | 0 | 0 | 0 | 0 | 0 | 0 | 0 | 0 | 0 | 0 | 0 | 0 | 0 | 0 | 0 | 0 | 0 | 0 | 0 | 0 | 0 | 0 | 0 | 0 | 0 | 0 | 0 | 0 | 0 | 0 | 0 | 0 | 0 | 0 | 0 | 0 | 0 | 0 | 0 | 0
0 | 0 | 0 | 0 | 0 | 0 | 0 | 0 | 0 | 0 | 0 | 0 | 0 | 0 | 0 | 0 | 0 | 0 | 0 | 0 | 0 | 0 | 0 | 0 | 0 | 0 | 0 | 0 | 0 | 0 | 0 | 0 | 0 | 0 | 0 | 0 | 0 | 0 | 0 | 0 | 0 | 0 | 0 | 0 | 0 | 0 | 0 | 0 | 0 | 0 | 0 | 0 | 0 | 0 | 0 | 0 | 0 | 0 | 0 | 0 | 0 | 0 | 0 | 0 | 0 | 0 | 0 | 0 | 0 | 0 | 0 | 0 | 0 | 0 | 0 | 0 | 80.65 | -80.65 | 0 | 0 | 0 | 0 | 0 | 0 | 0 | 0 | 0 | 0 | 0 | 0 | 0 | 0 | 0 | 0 | 0 | 0 | 0 | 0 | 0 | 0 | 0 | 0 | 0 | 0 | 0 | 0 | 0 | 0 | 0 | 0 | 0 | 0 | 0 | 0 | 0 | 0 | 0 | 0
0 | 0 | 0 | 0 | 0 | 0 | 0 | 0 | 0 | 0 | 0 | 0 | 0 | 0 | 0 | 0 | 0 | 0 | 0 | 0 | 0 | 0 | 0 | 0 | 0 | 0 | 0 | 0 | 0 | 0 | 0 | 0 | 0 | 0 | 0 | 0 | 0 | 0 | 0 | 0 | 0 | 0 | 0 | 0 | 0 | 0 | 0 | 0 | 0 | 0 | 0 | 0 | 0 | 0 | 0 | 0 | 0 | 0 | 0 | 0 | 0 | 0 | 0 | 0 | 0 | 0 | 0 | 0 | 0 | 0 | 0 | 0 | 0 | 0 | 0 | 0 | 0 | 40.98 | -40.98 | 0 | 0 | 0 | 0 | 0 | 0 | 0 | 0 | 0 | 0 | 0 | 0 | 0 | 0 | 0 | 0 | 0 | 0 | 0 | 0 | 0 | 0 | 0 | 0 | 0 | 0 | 0 | 0 | 0 | 0 | 0 | 0 | 0 | 0 | 0 | 0 | 0 | 0 | 0
0 | 0 | 0 | 0 | 0 | 0 | 0 | 0 | 0 | 0 | 0 | 0 | 0 | 0 | 0 | 0 | 0 | 0 | 0 | 0 | 0 | 0 | 0 | 0 | 0 | 0 | 0 | 0 | 0 | 0 | 0 | 0 | 0 | 0 | 0 | 0 | 0 | 0 | 0 | 0 | 0 | 0 | 0 | 0 | 0 | 0 | 0 | 0 | 0 | 0 | 0 | 0 | 0 | 0 | 0 | 0 | 0 | 0 | 0 | 0 | 0 | 0 | 0 | 0 | 0 | 0 | 0 | 0 | 0 | 0 | 0 | 0 | 0 | 0 | 0 | 0 | 20.62 | 0 | 0 | -20.62 | 0 | 0 | 0 | 0 | 0 | 0 | 0 | 0 | 0 | 0 | 0 | 0 | 0 | 0 | 0 | 0 | 0 | 0 | 0 | 0 | 0 | 0 | 0 | 0 | 0 | 0 | 0 | 0 | 0 | 0 | 0 | 0 | 0 | 0 | 0 | 0 | 0 | 0
0 | 0 | 0 | 0 | 0 | 0 | 0 | 0 | 0 | 0 | 0 | 0 | 0 | 0 | 0 | 0 | 0 | 0 | 0 | 0 | 0 | 0 | 0 | 0 | 0 | 0 | 0 | 0 | 0 | 0 | 0 | 0 | 0 | 0 | 0 | 0 | 0 | 0 | 0 | 0 | 0 | 0 | 0 | 0 | 0 | 0 | 0 | 0 | 0 | 0 | 0 | 0 | 0 | 0 | 0 | 0 | 0 | 0 | 0 | 0 | 0 | 0 | 0 | 0 | 0 | 0 | 0 | 0 | 0 | 0 | 0 | 0 | 0 | 0 | 0 | 0 | 9.52 | 0 | 0 | -9.52 | 0 | 0 | 0 | 0 | 0 | 0 | 0 | 0 | 0 | 0 | 0 | 0 | 0 | 0 | 0 | 0 | 0 | 0 | 0 | 0 | 0 | 0 | 0 | 0 | 0 | 0 | 0 | 0 | 0 | 0 | 0 | 0 | 0 | 0 | 0 | 0 | 0 | 0
0 | 0 | 0 | 0 | 0 | 0 | 0 | 0 | 0 | 0 | 0 | 0 | 0 | 0 | 0 | 0 | 0 | 0 | 0 | 0 | 0 | 0 | 0 | 0 | 0 | 0 | 0 | 0 | 0 | 0 | 0 | 0 | 0 | 0 | 0 | 0 | 0 | 0 | 0 | 0 | 0 | 0 | 0 | 0 | 0 | 0 | 0 | 0 | 0 | 0 | 0 | 0 | 0 | 0 | 0 | 0 | 0 | 0 | 0 | 0 | 0 | 0 | 0 | 0 | 0 | 0 | 0 | 0 | 0 | 0 | 0 | 0 | 0 | 0 | 0 | 0 | 0 | 0 | 14.2 | -14.2 | 0 | 0 | 0 | 0 | 0 | 0 | 0 | 0 | 0 | 0 | 0 | 0 | 0 | 0 | 0 | 0 | 0 | 0 | 0 | 0 | 0 | 0 | 0 | 0 | 0 | 0 | 0 | 0 | 0 | 0 | 0 | 0 | 0 | 0 | 0 | 0 | 0 | 0
0 | 0 | 0 | 0 | 0 | 0 | 0 | 0 | 0 | 0 | 0 | 0 | 0 | 0 | 0 | 0 | 0 | 0 | 0 | 0 | 0 | 0 | 0 | 0 | 0 | 0 | 0 | 0 | 0 | 0 | 0 | 0 | 0 | 0 | 0 | 0 | 0 | 0 | 0 | 0 | 0 | 0 | 0 | 0 | 0 | 0 | 0 | 0 | 0 | 0 | 0 | 0 | 0 | 0 | 0 | 0 | 0 | 0 | 0 | 0 | 0 | 0 | 0 | 0 | 0 | 0 | 0 | 49.5 | 0 | 0 | 0 | 0 | 0 | 0 | 0 | 0 | 0 | 0 | 0 | 0 | -49.5 | 0 | 0 | 0 | 0 | 0 | 0 | 0 | 0 | 0 | 0 | 0 | 0 | 0 | 0 | 0 | 0 | 0 | 0 | 0 | 0 | 0 | 0 | 0 | 0 | 0 | 0 | 0 | 0 | 0 | 0 | 0 | 0 | 0 | 0 | 0 | 0 | 0
0 | 0 | 0 | 0 | 0 | 0 | 0 | 0 | 0 | 0 | 0 | 0 | 0 | 0 | 0 | 0 | 0 | 0 | 0 | 0 | 0 | 0 | 0 | 0 | 0 | 0 | 0 | 0 | 0 | 0 | 0 | 0 | 0 | 0 | 0 | 0 | 0 | 0 | 0 | 0 | 0 | 0 | 0 | 0 | 0 | 0 | 0 | 0 | 0 | 0 | 0 | 0 | 0 | 0 | 0 | 0 | 0 | 0 | 0 | 0 | 0 | 0 | 0 | 0 | 0 | 0 | 0 | 0 | 0 | 0 | 0 | 0 | 0 | 0 | 0 | 0 | 0 | 0 | 0 | -27.03 | 27.03 | 0 | 0 | 0 | 0 | 0 | 0 | 0 | 0 | 0 | 0 | 0 | 0 | 0 | 0 | 0 | 0 | 0 | 0 | 0 | 0 | 0 | 0 | 0 | 0 | 0 | 0 | 0 | 0 | 0 | 0 | 0 | 0 | 0 | 0 | 0 | 0 | 0
0 | 0 | 0 | 0 | 0 | 0 | 0 | 0 | 0 | 0 | 0 | 0 | 0 | 0 | 0 | 0 | 0 | 0 | 0 | 0 | 0 | 0 | 0 | 0 | 0 | 0 | 0 | 0 | 0 | 0 | 0 | 0 | 0 | 0 | 0 | 0 | 0 | 0 | 0 | 0 | 0 | 0 | 0 | 0 | 0 | 0 | 0 | 0 | 0 | 0 | 0 | 0 | 0 | 0 | 0 | 0 | 0 | 0 | 0 | 0 | 0 | 0 | 0 | 0 | 0 | 0 | 0 | 0 | 0 | 0 | 0 | 0 | 0 | 0 | 0 | 0 | 11.72 | 0 | 0 | 0 | 0 | -11.72 | 0 | 0 | 0 | 0 | 0 | 0 | 0 | 0 | 0 | 0 | 0 | 0 | 0 | 0 | 0 | 0 | 0 | 0 | 0 | 0 | 0 | 0 | 0 | 0 | 0 | 0 | 0 | 0 | 0 | 0 | 0 | 0 | 0 | 0 | 0 | 0
0 | 0 | 0 | 0 | 0 | 0 | 0 | 0 | 0 | 0 | 0 | 0 | 0 | 0 | 0 | 0 | 0 | 0 | 0 | 0 | 0 | 0 | 0 | 0 | 0 | 0 | 0 | 0 | 0 | 0 | 0 | 0 | 0 | 0 | 0 | 0 | 0 | 0 | 0 | 0 | 0 | 0 | 0 | 0 | 0 | 0 | 0 | 0 | 0 | 0 | 0 | 0 | 0 | 0 | 0 | 0 | 0 | 0 | 0 | 0 | 0 | 0 | 0 | 0 | 0 | 0 | 0 | 0 | 0 | 0 | 0 | 0 | 0 | 0 | 0 | 0 | 0 | 0 | 0 | 0 | 0 | 27.29 | -27.29 | 0 | 0 | 0 | 0 | 0 | 0 | 0 | 0 | 0 | 0 | 0 | 0 | 0 | 0 | 0 | 0 | 0 | 0 | 0 | 0 | 0 | 0 | 0 | 0 | 0 | 0 | 0 | 0 | 0 | 0 | 0 | 0 | 0 | 0 | 0
0 | 0 | 0 | 0 | 0 | 0 | 0 | 0 | 0 | 0 | 0 | 0 | 0 | 0 | 0 | 0 | 0 | 0 | 0 | 0 | 0 | 0 | 0 | 0 | 0 | 0 | 0 | 0 | 0 | 0 | 0 | 0 | 0 | 0 | 0 | 0 | 0 | 0 | 0 | 0 | 0 | 0 | 0 | 0 | 0 | 0 | 0 | 0 | 0 | 0 | 0 | 0 | 0 | 0 | 0 | 0 | 0 | 0 | 0 | 0 | 0 | 0 | 0 | 0 | 0 | 0 | 0 | 0 | 0 | 0 | 0 | 0 | 0 | 0 | 0 | 0 | 0 | 0 | 0 | 0 | 0 | 0 | 7.58 | -7.58 | 0 | 0 | 0 | 0 | 0 | 0 | 0 | 0 | 0 | 0 | 0 | 0 | 0 | 0 | 0 | 0 | 0 | 0 | 0 | 0 | 0 | 0 | 0 | 0 | 0 | 0 | 0 | 0 | 0 | 0 | 0 | 0 | 0 | 0
0 | 0 | 0 | 0 | 0 | 0 | 0 | 0 | 0 | 0 | 0 | 0 | 0 | 0 | 0 | 0 | 0 | 0 | 0 | 0 | 0 | 0 | 0 | 0 | 0 | 0 | 0 | 0 | 0 | 0 | 0 | 0 | 0 | 0 | 0 | 0 | 0 | 0 | 0 | 0 | 0 | 0 | 0 | 0 | 0 | 0 | 0 | 0 | 0 | 0 | 0 | 0 | 0 | 0 | 0 | 0 | 0 | 0 | 0 | 0 | 0 | 0 | 0 | 0 | 0 | 0 | 0 | 0 | 0 | 0 | 0 | 0 | 0 | 0 | 0 | 0 | 0 | 0 | 0 | 0 | 0 | 0 | 6.76 | 0 | -6.76 | 0 | 0 | 0 | 0 | 0 | 0 | 0 | 0 | 0 | 0 | 0 | 0 | 0 | 0 | 0 | 0 | 0 | 0 | 0 | 0 | 0 | 0 | 0 | 0 | 0 | 0 | 0 | 0 | 0 | 0 | 0 | 0 | 0
0 | 0 | 0 | 0 | 0 | 0 | 0 | 0 | 0 | 0 | 0 | 0 | 0 | 0 | 0 | 0 | 0 | 0 | 0 | 0 | 0 | 0 | 0 | 0 | 0 | 0 | 0 | 0 | 0 | 0 | 0 | 0 | 0 | 0 | 0 | 0 | 0 | 0 | 0 | 0 | 0 | 0 | 0 | 0 | 0 | 0 | 0 | 0 | 0 | 0 | 0 | 0 | 0 | 0 | 0 | 0 | 0 | 0 | 0 | 0 | 0 | 0 | 0 | 0 | 0 | 0 | 0 | 0 | 0 | 0 | 0 | 0 | 0 | 0 | 0 | 0 | 0 | 0 | 0 | 0 | 0 | 0 | 0 | 15.6 | -15.6 | 0 | 0 | 0 | 0 | 0 | 0 | 0 | 0 | 0 | 0 | 0 | 0 | 0 | 0 | 0 | 0 | 0 | 0 | 0 | 0 | 0 | 0 | 0 | 0 | 0 | 0 | 0 | 0 | 0 | 0 | 0 | 0 | 0
0 | 0 | 0 | 0 | 0 | 0 | 0 | 0 | 0 | 0 | 0 | 0 | 0 | 0 | 0 | 0 | 0 | 0 | 0 | 0 | 0 | 0 | 0 | 0 | 0 | 0 | 0 | 0 | 0 | 0 | 0 | 0 | 0 | 0 | 0 | 0 | 0 | 0 | 0 | 0 | 0 | 0 | 0 | 0 | 0 | 0 | 0 | 0 | 0 | 0 | 0 | 0 | 0 | 0 | 0 | 0 | 0 | 0 | 0 | 0 | 0 | 0 | 0 | 0 | 0 | 0 | 0 | 0 | 0 | 0 | 0 | 0 | 0 | 0 | 0 | 0 | 0 | 0 | 0 | 0 | 0 | 0 | 0 | 0 | 8.13 | -8.13 | 0 | 0 | 0 | 0 | 0 | 0 | 0 | 0 | 0 | 0 | 0 | 0 | 0 | 0 | 0 | 0 | 0 | 0 | 0 | 0 | 0 | 0 | 0 | 0 | 0 | 0 | 0 | 0 | 0 | 0 | 0 | 0
0 | 0 | 0 | 0 | 0 | 0 | 0 | 0 | 0 | 0 | 0 | 0 | 0 | 0 | 0 | 0 | 0 | 0 | 0 | 0 | 0 | 0 | 0 | 0 | 0 | 0 | 0 | 0 | 0 | 0 | 0 | 0 | 0 | 0 | 0 | 0 | 0 | 0 | 0 | 0 | 0 | 0 | 0 | 0 | 0 | 0 | 0 | 0 | 0 | 0 | 0 | 0 | 0 | 0 | 0 | 0 | 0 | 0 | 0 | 0 | 0 | 0 | 0 | 0 | 0 | 0 | 0 | 0 | 0 | 0 | 0 | 0 | 0 | 0 | 0 | 0 | 0 | 0 | 0 | 0 | 0 | 0 | 0 | 0 | 0 | 4.82 | -4.82 | 0 | 0 | 0 | 0 | 0 | 0 | 0 | 0 | 0 | 0 | 0 | 0 | 0 | 0 | 0 | 0 | 0 | 0 | 0 | 0 | 0 | 0 | 0 | 0 | 0 | 0 | 0 | 0 | 0 | 0 | 0
0 | 0 | 0 | 0 | 0 | 0 | 0 | 0 | 0 | 0 | 0 | 0 | 0 | 0 | 0 | 0 | 0 | 0 | 0 | 0 | 0 | 0 | 0 | 0 | 0 | 0 | 0 | 0 | 0 | 0 | 0 | 0 | 0 | 0 | 0 | 0 | 0 | 0 | 0 | 0 | 0 | 0 | 0 | 0 | 0 | 0 | 0 | 0 | 0 | 0 | 0 | 0 | 0 | 0 | 0 | 0 | 0 | 0 | 0 | 0 | 0 | 0 | 0 | 0 | 0 | 0 | 0 | 0 | 0 | 0 | 0 | 0 | 0 | 0 | 0 | 0 | 0 | 0 | 0 | 0 | 0 | 0 | 0 | 0 | 9.8 | 0 | 0 | -9.8 | 0 | 0 | 0 | 0 | 0 | 0 | 0 | 0 | 0 | 0 | 0 | 0 | 0 | 0 | 0 | 0 | 0 | 0 | 0 | 0 | 0 | 0 | 0 | 0 | 0 | 0 | 0 | 0 | 0 | 0
0 | 0 | 0 | 0 | 0 | 0 | 0 | 0 | 0 | 0 | 0 | 0 | 0 | 0 | 0 | 0 | 0 | 0 | 0 | 0 | 0 | 0 | 0 | 0 | 0 | 0 | 0 | 0 | 0 | 0 | 0 | 0 | 0 | 0 | 0 | 0 | 0 | 0 | 0 | 0 | 0 | 0 | 0 | 0 | 0 | 0 | 0 | 0 | 0 | 0 | 0 | 0 | 0 | 0 | 0 | 0 | 0 | 0 | 0 | 0 | 0 | 0 | 0 | 0 | 0 | 0 | 0 | 0 | 0 | 0 | 0 | 0 | 0 | 0 | 0 | 0 | 0 | 0 | 0 | 0 | 0 | 0 | 0 | 0 | 5.78 | 0 | 0 | 0 | -5.78 | 0 | 0 | 0 | 0 | 0 | 0 | 0 | 0 | 0 | 0 | 0 | 0 | 0 | 0 | 0 | 0 | 0 | 0 | 0 | 0 | 0 | 0 | 0 | 0 | 0 | 0 | 0 | 0 | 0
0 | 0 | 0 | 0 | 0 | 0 | 0 | 0 | 0 | 0 | 0 | 0 | 0 | 0 | 0 | 0 | 0 | 0 | 0 | 0 | 0 | 0 | 0 | 0 | 0 | 0 | 0 | 0 | 0 | 0 | 0 | 0 | 0 | 0 | 0 | 0 | 0 | 0 | 0 | 0 | 0 | 0 | 0 | 0 | 0 | 0 | 0 | 0 | 0 | 0 | 0 | 0 | 0 | 0 | 0 | 0 | 0 | 0 | 0 | 0 | 0 | 0 | 0 | 0 | 0 | 0 | 0 | 0 | 0 | 0 | 0 | 0 | 0 | 0 | 0 | 0 | 0 | 0 | 0 | 0 | 0 | 0 | 0 | 0 | 0 | 0 | 0 | 14.04 | -14.04 | 0 | 0 | 0 | 0 | 0 | 0 | 0 | 0 | 0 | 0 | 0 | 0 | 0 | 0 | 0 | 0 | 0 | 0 | 0 | 0 | 0 | 0 | 0 | 0 | 0 | 0 | 0 | 0 | 0
0 | 0 | 0 | 0 | 0 | 0 | 0 | 0 | 0 | 0 | 0 | 0 | 0 | 0 | 0 | 0 | 0 | 0 | 0 | 0 | 0 | 0 | 0 | 0 | 0 | 0 | 0 | 0 | 0 | 0 | 0 | 0 | 0 | 0 | 0 | 0 | 0 | 0 | 0 | 0 | 0 | 0 | 0 | 0 | 0 | 0 | 0 | 0 | 0 | 0 | 0 | 0 | 0 | 0 | 0 | 0 | 0 | 0 | 0 | 0 | 0 | 0 | 0 | 0 | 0 | 0 | 0 | 0 | 0 | 0 | 0 | 0 | 0 | 0 | 0 | 0 | 0 | 0 | 0 | 0 | 0 | 0 | 0 | 0 | 0 | 0 | 0 | 0 | 5.32 | -5.32 | 0 | 0 | 0 | 0 | 0 | 0 | 0 | 0 | 0 | 0 | 0 | 0 | 0 | 0 | 0 | 0 | 0 | 0 | 0 | 0 | 0 | 0 | 0 | 0 | 0 | 0 | 0 | 0
0 | 0 | 0 | 0 | 0 | 0 | 0 | 0 | 0 | 0 | 0 | 0 | 0 | 0 | 0 | 0 | 0 | 0 | 0 | 0 | 0 | 0 | 0 | 0 | 0 | 0 | 0 | 0 | 0 | 0 | 0 | 0 | 0 | 0 | 0 | 0 | 0 | 0 | 0 | 0 | 0 | 0 | 0 | 0 | 0 | 0 | 0 | 0 | 0 | 0 | 0 | 0 | 0 | 0 | 0 | 0 | 0 | 0 | 0 | 0 | 0 | 0 | 0 | 0 | 0 | 0 | 0 | 0 | 0 | 0 | 0 | 0 | 0 | 0 | 0 | 0 | 0 | 0 | 0 | 0 | 0 | 0 | 0 | 0 | 0 | 0 | 0 | 0 | 10.03 | -10.03 | 0 | 0 | 0 | 0 | 0 | 0 | 0 | 0 | 0 | 0 | 0 | 0 | 0 | 0 | 0 | 0 | 0 | 0 | 0 | 0 | 0 | 0 | 0 | 0 | 0 | 0 | 0 | 0
0 | 0 | 0 | 0 | 0 | 0 | 0 | 0 | 0 | 0 | 0 | 0 | 0 | 0 | 0 | 0 | 0 | 0 | 0 | 0 | 0 | 0 | 0 | 0 | 0 | 0 | 0 | 0 | 0 | 0 | 0 | 0 | 0 | 0 | 0 | 0 | 0 | 0 | 0 | 0 | 0 | 0 | 0 | 0 | 0 | 0 | 0 | 0 | 0 | 0 | 0 | 0 | 0 | 0 | 0 | 0 | 0 | 0 | 0 | 0 | 0 | 0 | 0 | 0 | 0 | 0 | 0 | 0 | 0 | 0 | 0 | 0 | 0 | 0 | 0 | 0 | 0 | 0 | 0 | 0 | 0 | 0 | 0 | 0 | 0 | 0 | 0 | 0 | 0 | 11.96 | -11.96 | 0 | 0 | 0 | 0 | 0 | 0 | 0 | 0 | 0 | 0 | 0 | 0 | 0 | 0 | 0 | 0 | 0 | 0 | 0 | 0 | 0 | 0 | 0 | 0 | 0 | 0 | 0
0 | 0 | 0 | 0 | 0 | 0 | 0 | 0 | 0 | 0 | 0 | 0 | 0 | 0 | 0 | 0 | 0 | 0 | 0 | 0 | 0 | 0 | 0 | 0 | 0 | 0 | 0 | 0 | 0 | 0 | 0 | 0 | 0 | 0 | 0 | 0 | 0 | 0 | 0 | 0 | 0 | 0 | 0 | 0 | 0 | 0 | 0 | 0 | 0 | 0 | 0 | 0 | 0 | 0 | 0 | 0 | 0 | 0 | 0 | 0 | 0 | 0 | 0 | 0 | 0 | 0 | 0 | 0 | 0 | 0 | 0 | 0 | 0 | 0 | 0 | 0 | 0 | 0 | 0 | 0 | 0 | 0 | 0 | 0 | 0 | 0 | 0 | 0 | 19.8 | 0 | 0 | -19.8 | 0 | 0 | 0 | 0 | 0 | 0 | 0 | 0 | 0 | 0 | 0 | 0 | 0 | 0 | 0 | 0 | 0 | 0 | 0 | 0 | 0 | 0 | 0 | 0 | 0 | 0
0 | 0 | 0 | 0 | 0 | 0 | 0 | 0 | 0 | 0 | 0 | 0 | 0 | 0 | 0 | 0 | 0 | 0 | 0 | 0 | 0 | 0 | 0 | 0 | 0 | 0 | 0 | 0 | 0 | 0 | 0 | 0 | 0 | 0 | 0 | 0 | 0 | 0 | 0 | 0 | 0 | 0 | 0 | 0 | 0 | 0 | 0 | 0 | 0 | 0 | 0 | 0 | 0 | 0 | 0 | 0 | 0 | 0 | 0 | 0 | 0 | 0 | 0 | 0 | 0 | 0 | 0 | 0 | 0 | 0 | 0 | 0 | 0 | 0 | 0 | 0 | 0 | 0 | 0 | 0 | 0 | 0 | 0 | 0 | 0 | 0 | 0 | 0 | 6.33 | 0 | 0 | -6.33 | 0 | 0 | 0 | 0 | 0 | 0 | 0 | 0 | 0 | 0 | 0 | 0 | 0 | 0 | 0 | 0 | 0 | 0 | 0 | 0 | 0 | 0 | 0 | 0 | 0 | 0
0 | 0 | 0 | 0 | 0 | 0 | 0 | 0 | 0 | 0 | 0 | 0 | 0 | 0 | 0 | 0 | 0 | 0 | 0 | 0 | 0 | 0 | 0 | 0 | 0 | 0 | 0 | 0 | 0 | 0 | 0 | 0 | 0 | 0 | 0 | 0 | 0 | 0 | 0 | 0 | 0 | 0 | 0 | 0 | 0 | 0 | 0 | 0 | 0 | 0 | 0 | 0 | 0 | 0 | 0 | 0 | 0 | 0 | 0 | 0 | 0 | 0 | 0 | 0 | 0 | 0 | 0 | 0 | 0 | 0 | 0 | 0 | 0 | 0 | 0 | 0 | 0 | 0 | 0 | 0 | 0 | 0 | 0 | 0 | 0 | 0 | 0 | 0 | 0 | 0 | 7.86 | -7.86 | 0 | 0 | 0 | 0 | 0 | 0 | 0 | 0 | 0 | 0 | 0 | 0 | 0 | 0 | 0 | 0 | 0 | 0 | 0 | 0 | 0 | 0 | 0 | 0 | 0 | 0
0 | 0 | 0 | 0 | 0 | 0 | 0 | 0 | 0 | 0 | 0 | 0 | 0 | 0 | 0 | 0 | 0 | 0 | 0 | 0 | 0 | 0 | 0 | 0 | 0 | 0 | 0 | 0 | 0 | 0 | 0 | 0 | 0 | 0 | 0 | 0 | 0 | 0 | 0 | 0 | 0 | 0 | 0 | 0 | 0 | 0 | 0 | 0 | 0 | 0 | 0 | 0 | 0 | 0 | 0 | 0 | 0 | 0 | 0 | 0 | 0 | 0 | 0 | 0 | 0 | 0 | 0 | 0 | 0 | 0 | 0 | 0 | 0 | 0 | 0 | 0 | 0 | 0 | 0 | 0 | 0 | 0 | 0 | 0 | 0 | 0 | 0 | 0 | 0 | 0 | 0 | 11.79 | -11.79 | 0 | 0 | 0 | 0 | 0 | 0 | 0 | 0 | 0 | 0 | 0 | 0 | 0 | 0 | 0 | 0 | 0 | 0 | 0 | 0 | 0 | 0 | 0 | 0 | 0
0 | 0 | 0 | 0 | 0 | 0 | 0 | 0 | 0 | 0 | 0 | 0 | 0 | 0 | 0 | 0 | 0 | 0 | 0 | 0 | 0 | 0 | 0 | 0 | 0 | 0 | 0 | 0 | 0 | 0 | 0 | 0 | 0 | 0 | 0 | 0 | 0 | 0 | 0 | 0 | 0 | 0 | 0 | 0 | 0 | 0 | 0 | 0 | 0 | 0 | 0 | 0 | 0 | 0 | 0 | 0 | 0 | 0 | 0 | 0 | 0 | 0 | 0 | 0 | 0 | 0 | 0 | 0 | 0 | 0 | 0 | 0 | 0 | 0 | 0 | 0 | 0 | 0 | 0 | 0 | 0 | 0 | 0 | 0 | 0 | 0 | 0 | 0 | 0 | 0 | 0 | 6.33 | 0 | -6.33 | 0 | 0 | 0 | 0 | 0 | 0 | 0 | 0 | 0 | 0 | 0 | 0 | 0 | 0 | 0 | 0 | 0 | 0 | 0 | 0 | 0 | 0 | 0 | 0
0 | 0 | 0 | 0 | 0 | 0 | 0 | 0 | 0 | 0 | 0 | 0 | 0 | 0 | 0 | 0 | 0 | 0 | 0 | 0 | 0 | 0 | 0 | 0 | 0 | 0 | 0 | 0 | 0 | 0 | 0 | 0 | 0 | 0 | 0 | 0 | 0 | 0 | 0 | 0 | 0 | 0 | 0 | 0 | 0 | 0 | 0 | 0 | 0 | 0 | 0 | 0 | 0 | 0 | 0 | 0 | 0 | 0 | 0 | 0 | 0 | 0 | 0 | 0 | 0 | 0 | 0 | 0 | 0 | 0 | 0 | 0 | 0 | 0 | 0 | 0 | 0 | 0 | 0 | 0 | 0 | 0 | 0 | 0 | 0 | 0 | 0 | 0 | 0 | 0 | 0 | 0 | 13.66 | -13.66 | 0 | 0 | 0 | 0 | 0 | 0 | 0 | 0 | 0 | 0 | 0 | 0 | 0 | 0 | 0 | 0 | 0 | 0 | 0 | 0 | 0 | 0 | 0 | 0
0 | 0 | 0 | 0 | 0 | 0 | 0 | 0 | 0 | 0 | 0 | 0 | 0 | 0 | 0 | 0 | 0 | 0 | 0 | 0 | 0 | 0 | 0 | 0 | 0 | 0 | 0 | 0 | 0 | 0 | 0 | 0 | 0 | 0 | 0 | 0 | 0 | 0 | 0 | 0 | 0 | 0 | 0 | 0 | 0 | 0 | 0 | 0 | 0 | 0 | 0 | 0 | 0 | 0 | 0 | 0 | 0 | 0 | 0 | 0 | 0 | 0 | 0 | 0 | 0 | 0 | 0 | 0 | 0 | 0 | 0 | 0 | 0 | 0 | 0 | 0 | 0 | 0 | 0 | 0 | 0 | 0 | 0 | 0 | 0 | 0 | 0 | 0 | 0 | 0 | 0 | 0 | 0 | 23.04 | -23.04 | 0 | 0 | 0 | 0 | 0 | 0 | 0 | 0 | 0 | 0 | 0 | 0 | 0 | 0 | 0 | 0 | 0 | 0 | 0 | 0 | 0 | 0 | 0
0 | 0 | 0 | 0 | 0 | 0 | 0 | 0 | 0 | 0 | 0 | 0 | 0 | 0 | 0 | 0 | 0 | 0 | 0 | 0 | 0 | 0 | 0 | 0 | 0 | 0 | 0 | 0 | 0 | 0 | 0 | 0 | 0 | 0 | 0 | 0 | 0 | 0 | 0 | 0 | 0 | 0 | 0 | 0 | 0 | 0 | 0 | 0 | 0 | 0 | 0 | 0 | 0 | 0 | 0 | 0 | 0 | 0 | 0 | 0 | 0 | 0 | 0 | 0 | 0 | 0 | 0 | 0 | 0 | 0 | 0 | 0 | 0 | 0 | 0 | 0 | 0 | 0 | 0 | 5.49 | 0 | 0 | 0 | 0 | 0 | 0 | 0 | 0 | 0 | 0 | 0 | 0 | 0 | 0 | 0 | -5.49 | 0 | 0 | 0 | 0 | 0 | 0 | 0 | 0 | 0 | 0 | 0 | 0 | 0 | 0 | 0 | 0 | 0 | 0 | 0 | 0 | 0 | 0
0 | 0 | 0 | 0 | 0 | 0 | 0 | 0 | 0 | 0 | 0 | 0 | 0 | 0 | 0 | 0 | 0 | 0 | 0 | 0 | 0 | 0 | 0 | 0 | 0 | 0 | 0 | 0 | 0 | 0 | 0 | 0 | 0 | 0 | 0 | 0 | 0 | 0 | 0 | 0 | 0 | 0 | 0 | 0 | 0 | 0 | 0 | 0 | 0 | 0 | 0 | 0 | 0 | 0 | 0 | 0 | 0 | 0 | 0 | 0 | 0 | 0 | 0 | 0 | 0 | 0 | 0 | 0 | 0 | 0 | 0 | 0 | 0 | 0 | 0 | 0 | 0 | 0 | 0 | 0 | 0 | 18.87 | 0 | 0 | 0 | 0 | 0 | 0 | 0 | 0 | 0 | 0 | 0 | 0 | 0 | -18.87 | 0 | 0 | 0 | 0 | 0 | 0 | 0 | 0 | 0 | 0 | 0 | 0 | 0 | 0 | 0 | 0 | 0 | 0 | 0 | 0 | 0 | 0
0 | 0 | 0 | 0 | 0 | 0 | 0 | 0 | 0 | 0 | 0 | 0 | 0 | 0 | 0 | 0 | 0 | 0 | 0 | 0 | 0 | 0 | 0 | 0 | 0 | 0 | 0 | 0 | 0 | 0 | 0 | 0 | 0 | 0 | 0 | 0 | 0 | 0 | 0 | 0 | 0 | 0 | 0 | 0 | 0 | 0 | 0 | 0 | 0 | 0 | 0 | 0 | 0 | 0 | 0 | 0 | 0 | 0 | 0 | 0 | 0 | 0 | 0 | 0 | 0 | 0 | 0 | 0 | 0 | 0 | 0 | 0 | 0 | 0 | 0 | 0 | 0 | 0 | 0 | 0 | 0 | 0 | 0 | 0 | 0 | 0 | 0 | 0 | 0 | 0 | 0 | 0 | 0 | 11.51 | 0 | -11.51 | 0 | 0 | 0 | 0 | 0 | 0 | 0 | 0 | 0 | 0 | 0 | 0 | 0 | 0 | 0 | 0 | 0 | 0 | 0 | 0 | 0 | 0
0 | 0 | 0 | 0 | 0 | 0 | 0 | 0 | 0 | 0 | 0 | 0 | 0 | 0 | 0 | 0 | 0 | 0 | 0 | 0 | 0 | 0 | 0 | 0 | 0 | 0 | 0 | 0 | 0 | 0 | 0 | 0 | 0 | 0 | 0 | 0 | 0 | 0 | 0 | 0 | 0 | 0 | 0 | 0 | 0 | 0 | 0 | 0 | 0 | 0 | 0 | 0 | 0 | 0 | 0 | 0 | 0 | 0 | 0 | 0 | 0 | 0 | 0 | 0 | 0 | 0 | 0 | 0 | 0 | 0 | 0 | 0 | 0 | 0 | 0 | 0 | 0 | 0 | 0 | 10.71 | 0 | 0 | 0 | 0 | 0 | 0 | 0 | 0 | 0 | 0 | 0 | 0 | 0 | 0 | 0 | 0 | -10.71 | 0 | 0 | 0 | 0 | 0 | 0 | 0 | 0 | 0 | 0 | 0 | 0 | 0 | 0 | 0 | 0 | 0 | 0 | 0 | 0 | 0
0 | 0 | 0 | 0 | 0 | 0 | 0 | 0 | 0 | 0 | 0 | 0 | 0 | 0 | 0 | 0 | 0 | 0 | 0 | 0 | 0 | 0 | 0 | 0 | 0 | 0 | 0 | 0 | 0 | 0 | 0 | 0 | 0 | 0 | 0 | 0 | 0 | 0 | 0 | 0 | 0 | 0 | 0 | 0 | 0 | 0 | 0 | 0 | 0 | 0 | 0 | 0 | 0 | 0 | 0 | 0 | 0 | 0 | 0 | 0 | 0 | 0 | 0 | 0 | 0 | 0 | 0 | 0 | 0 | 0 | 0 | 0 | 0 | 0 | 0 | 0 | 0 | 0 | 0 | 9.26 | 0 | 0 | 0 | 0 | 0 | 0 | 0 | 0 | 0 | 0 | 0 | 0 | 0 | 0 | 0 | 0 | 0 | -9.26 | 0 | 0 | 0 | 0 | 0 | 0 | 0 | 0 | 0 | 0 | 0 | 0 | 0 | 0 | 0 | 0 | 0 | 0 | 0 | 0
0 | 0 | 0 | 0 | 0 | 0 | 0 | 0 | 0 | 0 | 0 | 0 | 0 | 0 | 0 | 0 | 0 | 0 | 0 | 0 | 0 | 0 | 0 | 0 | 0 | 0 | 0 | 0 | 0 | 0 | 0 | 0 | 0 | 0 | 0 | 0 | 0 | 0 | 0 | 0 | 0 | 0 | 0 | 0 | 0 | 0 | 0 | 0 | 0 | 0 | 0 | 0 | 0 | 0 | 0 | 0 | 0 | 0 | 0 | 0 | 0 | 0 | 0 | 0 | 0 | 0 | 0 | 0 | 0 | 0 | 0 | 0 | 0 | 0 | 0 | 0 | 0 | 0 | 0 | 4.85 | 0 | 0 | 0 | 0 | 0 | 0 | 0 | 0 | 0 | 0 | 0 | 0 | 0 | 0 | 0 | 0 | 0 | 0 | -4.85 | 0 | 0 | 0 | 0 | 0 | 0 | 0 | 0 | 0 | 0 | 0 | 0 | 0 | 0 | 0 | 0 | 0 | 0 | 0
0 | 0 | 0 | 0 | 0 | 0 | 0 | 0 | 0 | 0 | 0 | 0 | 0 | 0 | 0 | 0 | 0 | 0 | 0 | 0 | 0 | 0 | 0 | 0 | 0 | 0 | 0 | 0 | 0 | 0 | 0 | 0 | 0 | 0 | 0 | 0 | 0 | 0 | 0 | 0 | 0 | 0 | 0 | 0 | 0 | 0 | 0 | 0 | 0 | 0 | 0 | 0 | 0 | 0 | 0 | 0 | 0 | 0 | 0 | 0 | 0 | 0 | 0 | 0 | 0 | 0 | 0 | 0 | 0 | 0 | 0 | 0 | 0 | 0 | 0 | 0 | 0 | 0 | 0 | 0 | 0 | 0 | 0 | 0 | 0 | 0 | 0 | 0 | 0 | 0 | 0 | 3.39 | 0 | 0 | 0 | 0 | 0 | 0 | 0 | -3.39 | 0 | 0 | 0 | 0 | 0 | 0 | 0 | 0 | 0 | 0 | 0 | 0 | 0 | 0 | 0 | 0 | 0 | 0
0 | 0 | 0 | 0 | 0 | 0 | 0 | 0 | 0 | 0 | 0 | 0 | 0 | 0 | 0 | 0 | 0 | 0 | 0 | 0 | 0 | 0 | 0 | 0 | 0 | 0 | 0 | 0 | 0 | 0 | 0 | 0 | 0 | 0 | 0 | 0 | 0 | 0 | 0 | 0 | 0 | 0 | 0 | 0 | 0 | 0 | 0 | 0 | 0 | 0 | 0 | 0 | 0 | 0 | 0 | 0 | 0 | 0 | 0 | 0 | 0 | 0 | 0 | 0 | 0 | 0 | 0 | 0 | 0 | 0 | 0 | 0 | 0 | 0 | 0 | 0 | 0 | 0 | 0 | 0 | 0 | 0 | 0 | 0 | 0 | 0 | 0 | 0 | 0 | 0 | 0 | 0 | 0 | 17.24 | 0 | 0 | 0 | 0 | 0 | -17.24 | 0 | 0 | 0 | 0 | 0 | 0 | 0 | 0 | 0 | 0 | 0 | 0 | 0 | 0 | 0 | 0 | 0 | 0
0 | 0 | 0 | 0 | 0 | 0 | 0 | 0 | 0 | 0 | 0 | 0 | 0 | 0 | 0 | 0 | 0 | 0 | 0 | 0 | 0 | 0 | 0 | 0 | 0 | 0 | 0 | 0 | 0 | 0 | 0 | 0 | 0 | 0 | 0 | 0 | 0 | 0 | 0 | 0 | 0 | 0 | 0 | 0 | 0 | 0 | 0 | 0 | 0 | 0 | 0 | 0 | 0 | 0 | 0 | 0 | 0 | 0 | 0 | 0 | 0 | 0 | 0 | 0 | 0 | 0 | 0 | 0 | 0 | 0 | 0 | 0 | 0 | 0 | 0 | 0 | 0 | 0 | 0 | 0 | 0 | 0 | 0 | 0 | 0 | 0 | 0 | 0 | 0 | 0 | 0 | 0 | 0 | 0 | 18.28 | -18.28 | 0 | 0 | 0 | 0 | 0 | 0 | 0 | 0 | 0 | 0 | 0 | 0 | 0 | 0 | 0 | 0 | 0 | 0 | 0 | 0 | 0 | 0
0 | 0 | 0 | 0 | 0 | 0 | 0 | 0 | 0 | 0 | 0 | 0 | 0 | 0 | 0 | 0 | 0 | 0 | 0 | 0 | 0 | 0 | 0 | 0 | 0 | 0 | 0 | 0 | 0 | 0 | 0 | 0 | 0 | 0 | 0 | 0 | 0 | 0 | 0 | 0 | 0 | 0 | 0 | 0 | 0 | 0 | 0 | 0 | 0 | 0 | 0 | 0 | 0 | 0 | 0 | 0 | 0 | 0 | 0 | 0 | 0 | 0 | 0 | 0 | 0 | 0 | 0 | 0 | 0 | 0 | 0 | 0 | 0 | 0 | 0 | 0 | 0 | 0 | 0 | 0 | 0 | 0 | 0 | 0 | 0 | 0 | 0 | 0 | 0 | 0 | 0 | 0 | 0 | 0 | 0 | 11.3 | -11.3 | 0 | 0 | 0 | 0 | 0 | 0 | 0 | 0 | 0 | 0 | 0 | 0 | 0 | 0 | 0 | 0 | 0 | 0 | 0 | 0 | 0
0 | 0 | 0 | 0 | 0 | 0 | 0 | 0 | 0 | 0 | 0 | 0 | 0 | 0 | 0 | 0 | 0 | 0 | 0 | 0 | 0 | 0 | 0 | 0 | 0 | 0 | 0 | 0 | 0 | 0 | 0 | 0 | 0 | 0 | 0 | 0 | 0 | 0 | 0 | 0 | 0 | 0 | 0 | 0 | 0 | 0 | 0 | 0 | 0 | 0 | 0 | 0 | 0 | 0 | 0 | 0 | 0 | 0 | 0 | 0 | 0 | 0 | 0 | 0 | 0 | 0 | 0 | 0 | 0 | 0 | 0 | 0 | 0 | 0 | 0 | 0 | 0 | 0 | 0 | 0 | 0 | 0 | 0 | 0 | 0 | 0 | 0 | 0 | 0 | 0 | 0 | 0 | 0 | 0 | 0 | 0 | 0 | 5.59 | 0 | -5.59 | 0 | 0 | 0 | 0 | 0 | 0 | 0 | 0 | 0 | 0 | 0 | 0 | 0 | 0 | 0 | 0 | 0 | 0
0 | 0 | 0 | 0 | 0 | 0 | 0 | 0 | 0 | 0 | 0 | 0 | 0 | 0 | 0 | 0 | 0 | 0 | 0 | 0 | 0 | 0 | 0 | 0 | 0 | 0 | 0 | 0 | 0 | 0 | 0 | 0 | 0 | 0 | 0 | 0 | 0 | 0 | 0 | 0 | 0 | 0 | 0 | 0 | 0 | 0 | 0 | 0 | 0 | 0 | 0 | 0 | 0 | 0 | 0 | 0 | 0 | 0 | 0 | 0 | 0 | 0 | 0 | 0 | 0 | 0 | 0 | 0 | 0 | 0 | 0 | 0 | 0 | 0 | 0 | 0 | 0 | 0 | 0 | 0 | 0 | 0 | 0 | 0 | 0 | 0 | 0 | 0 | 0 | 0 | 0 | 0 | 0 | 0 | 0 | 0 | 0 | 0 | 12.3 | -12.3 | 0 | 0 | 0 | 0 | 0 | 0 | 0 | 0 | 0 | 0 | 0 | 0 | 0 | 0 | 0 | 0 | 0 | 0
0 | 0 | 0 | 0 | 0 | 0 | 0 | 0 | 0 | 0 | 0 | 0 | 0 | 0 | 0 | 0 | 0 | 0 | 0 | 0 | 0 | 0 | 0 | 0 | 0 | 0 | 0 | 0 | 0 | 0 | 0 | 0 | 0 | 0 | 0 | 0 | 0 | 0 | 0 | 0 | 0 | 0 | 0 | 0 | 0 | 0 | 0 | 0 | 0 | 0 | 0 | 0 | 0 | 0 | 0 | 0 | 0 | 0 | 0 | 0 | 0 | 0 | 0 | 0 | 0 | 0 | 0 | 0 | 0 | 0 | 0 | 0 | 0 | 0 | 0 | 0 | 0 | 0 | 0 | 0 | 0 | 0 | 0 | 0 | 0 | 0 | 0 | 0 | 0 | 0 | 0 | 0 | 0 | 0 | 0 | 0 | 0 | 0 | 0 | 7.92 | -7.92 | 0 | 0 | 0 | 0 | 0 | 0 | 0 | 0 | 0 | 0 | 0 | 0 | 0 | 0 | 0 | 0 | 0
0 | 0 | 0 | 0 | 0 | 0 | 0 | 0 | 0 | 0 | 0 | 0 | 0 | 0 | 0 | 0 | 0 | 0 | 0 | 0 | 0 | 0 | 0 | 0 | 0 | 0 | 0 | 0 | 0 | 0 | 0 | 0 | 0 | 0 | 0 | 0 | 0 | 0 | 0 | 0 | 0 | 0 | 0 | 0 | 0 | 0 | 0 | 0 | 0 | 0 | 0 | 0 | 0 | 0 | 0 | 0 | 0 | 0 | 0 | 0 | 0 | 0 | 0 | 0 | 0 | 0 | 0 | 0 | 0 | 0 | 0 | 0 | 0 | 0 | 0 | 0 | 0 | 0 | 0 | 0 | 0 | 0 | 0 | 0 | 0 | 0 | 0 | 0 | 0 | 0 | 0 | 17.89 | 0 | 0 | 0 | 0 | 0 | 0 | 0 | 0 | 0 | -17.89 | 0 | 0 | 0 | 0 | 0 | 0 | 0 | 0 | 0 | 0 | 0 | 0 | 0 | 0 | 0 | 0
0 | 0 | 0 | 0 | 0 | 0 | 0 | 0 | 0 | 0 | 0 | 0 | 0 | 0 | 0 | 0 | 0 | 0 | 0 | 0 | 0 | 0 | 0 | 0 | 0 | 0 | 0 | 0 | 0 | 0 | 0 | 0 | 0 | 0 | 0 | 0 | 0 | 0 | 0 | 0 | 0 | 0 | 0 | 0 | 0 | 0 | 0 | 0 | 0 | 0 | 0 | 0 | 0 | 0 | 0 | 0 | 0 | 0 | 0 | 0 | 0 | 0 | 0 | 0 | 0 | 0 | 0 | 0 | 0 | 0 | 0 | 0 | 0 | 0 | 0 | 0 | 0 | 0 | 0 | 0 | 0 | 0 | 0 | 0 | 0 | 0 | 0 | 0 | 0 | 0 | 0 | 0 | 0 | 0 | 0 | 0 | 0 | 0 | 0 | 0 | 8.93 | -8.93 | 0 | 0 | 0 | 0 | 0 | 0 | 0 | 0 | 0 | 0 | 0 | 0 | 0 | 0 | 0 | 0
0 | 0 | 0 | 0 | 0 | 0 | 0 | 0 | 0 | 0 | 0 | 0 | 0 | 0 | 0 | 0 | 0 | 0 | 0 | 0 | 0 | 0 | 0 | 0 | 0 | 0 | 0 | 0 | 0 | 0 | 0 | 0 | 0 | 0 | 0 | 0 | 0 | 0 | 0 | 0 | 0 | 0 | 0 | 0 | 0 | 0 | 0 | 0 | 0 | 0 | 0 | 0 | 0 | 0 | 0 | 0 | 0 | 0 | 0 | 0 | 0 | 0 | 0 | 0 | 0 | 0 | 0 | 0 | 0 | 0 | 0 | 0 | 0 | 0 | 0 | 0 | 0 | 0 | 0 | 0 | 0 | 0 | 0 | 0 | 0 | 0 | 0 | 0 | 0 | 0 | 0 | 0 | 0 | 0 | 0 | 0 | 0 | 0 | 0 | 19.05 | 0 | 0 | -19.05 | 0 | 0 | 0 | 0 | 0 | 0 | 0 | 0 | 0 | 0 | 0 | 0 | 0 | 0 | 0
0 | 0 | 0 | 0 | 0 | 0 | 0 | 0 | 0 | 0 | 0 | 0 | 0 | 0 | 0 | 0 | 0 | 0 | 0 | 0 | 0 | 0 | 0 | 0 | 0 | 0 | 0 | 0 | 0 | 0 | 0 | 0 | 0 | 0 | 0 | 0 | 0 | 0 | 0 | 0 | 0 | 0 | 0 | 0 | 0 | 0 | 0 | 0 | 0 | 0 | 0 | 0 | 0 | 0 | 0 | 0 | 0 | 0 | 0 | 0 | 0 | 0 | 0 | 0 | 0 | 0 | 0 | 0 | 0 | 0 | 0 | 0 | 0 | 0 | 0 | 0 | 0 | 0 | 0 | 0 | 0 | 0 | 0 | 0 | 0 | 0 | 0 | 0 | 0 | 0 | 0 | 0 | 0 | 0 | 0 | 0 | 0 | 0 | 0 | 4.9 | 0 | 0 | 0 | -4.9 | 0 | 0 | 0 | 0 | 0 | 0 | 0 | 0 | 0 | 0 | 0 | 0 | 0 | 0
0 | 0 | 0 | 0 | 0 | 0 | 0 | 0 | 0 | 0 | 0 | 0 | 0 | 0 | 0 | 0 | 0 | 0 | 0 | 0 | 0 | 0 | 0 | 0 | 0 | 0 | 0 | 0 | 0 | 0 | 0 | 0 | 0 | 0 | 0 | 0 | 0 | 0 | 0 | 0 | 0 | 0 | 0 | 0 | 0 | 0 | 0 | 0 | 0 | 0 | 0 | 0 | 0 | 0 | 0 | 0 | 0 | 0 | 0 | 0 | 0 | 0 | 0 | 0 | 0 | 0 | 0 | 0 | 0 | 0 | 0 | 0 | 0 | 0 | 0 | 0 | 0 | 0 | 0 | 0 | 0 | 0 | 0 | 0 | 0 | 0 | 0 | 0 | 0 | 0 | 0 | 0 | 0 | 0 | 0 | 0 | 0 | 0 | 0 | 0 | 0 | 0 | 6.31 | -6.31 | 0 | 0 | 0 | 0 | 0 | 0 | 0 | 0 | 0 | 0 | 0 | 0 | 0 | 0
0 | 0 | 0 | 0 | 0 | 0 | 0 | 0 | 0 | 0 | 0 | 0 | 0 | 0 | 0 | 0 | 0 | 0 | 0 | 0 | 0 | 0 | 0 | 0 | 0 | 0 | 0 | 0 | 0 | 0 | 0 | 0 | 0 | 0 | 0 | 0 | 0 | 0 | 0 | 0 | 0 | 0 | 0 | 0 | 0 | 0 | 0 | 0 | 0 | 0 | 0 | 0 | 0 | 0 | 0 | 0 | 0 | 0 | 0 | 0 | 0 | 0 | 0 | 0 | 0 | 0 | 0 | 0 | 0 | 0 | 0 | 0 | 0 | 0 | 0 | 0 | 0 | 0 | 0 | 0 | 0 | 0 | 0 | 0 | 0 | 0 | 0 | 0 | 0 | 0 | 0 | 0 | 0 | 0 | 0 | 0 | 0 | 0 | 0 | 0 | 0 | 0 | 6.15 | 0 | -6.15 | 0 | 0 | 0 | 0 | 0 | 0 | 0 | 0 | 0 | 0 | 0 | 0 | 0
0 | 0 | 0 | 0 | 0 | 0 | 0 | 0 | 0 | 0 | 0 | 0 | 0 | 0 | 0 | 0 | 0 | 0 | 0 | 0 | 0 | 0 | 0 | 0 | 0 | 0 | 0 | 0 | 0 | 0 | 0 | 0 | 0 | 0 | 0 | 0 | 0 | 0 | 0 | 0 | 0 | 0 | 0 | 0 | 0 | 0 | 0 | 0 | 0 | 0 | 0 | 0 | 0 | 0 | 0 | 0 | 0 | 0 | 0 | 0 | 0 | 0 | 0 | 0 | 0 | 0 | 0 | 0 | 0 | 0 | 0 | 0 | 0 | 0 | 0 | 0 | 0 | 0 | 0 | 0 | 0 | 0 | 0 | 0 | 0 | 0 | 0 | 0 | 0 | 0 | 0 | 0 | 0 | 0 | 0 | 0 | 0 | 0 | 0 | 4.37 | 0 | 0 | 0 | 0 | 0 | -4.37 | 0 | 0 | 0 | 0 | 0 | 0 | 0 | 0 | 0 | 0 | 0 | 0
0 | 0 | 0 | 0 | 0 | 0 | 0 | 0 | 0 | 0 | 0 | 0 | 0 | 0 | 0 | 0 | 0 | 0 | 0 | 0 | 0 | 0 | 0 | 0 | 0 | 0 | 0 | 0 | 0 | 0 | 0 | 0 | 0 | 0 | 0 | 0 | 0 | 0 | 0 | 0 | 0 | 0 | 0 | 0 | 0 | 0 | 0 | 0 | 0 | 0 | 0 | 0 | 0 | 0 | 0 | 0 | 0 | 0 | 0 | 0 | 0 | 0 | 0 | 0 | 0 | 0 | 0 | 0 | 0 | 0 | 0 | 0 | 0 | 0 | 0 | 0 | 0 | 0 | 0 | 0 | 0 | 0 | 0 | 0 | 0 | 0 | 0 | 0 | 0 | 0 | 0 | 0 | 0 | 0 | 0 | 0 | 0 | 0 | 0 | 0 | 0 | 0 | 0 | 26.46 | -26.46 | 0 | 0 | 0 | 0 | 0 | 0 | 0 | 0 | 0 | 0 | 0 | 0 | 0
0 | 0 | 0 | 0 | 0 | 0 | 0 | 0 | 0 | 0 | 0 | 0 | 0 | 0 | 0 | 0 | 0 | 0 | 0 | 0 | 0 | 0 | 0 | 0 | 0 | 0 | 0 | 0 | 0 | 0 | 0 | 0 | 0 | 0 | 0 | 0 | 0 | 0 | 0 | 0 | 0 | 0 | 0 | 0 | 0 | 0 | 0 | 0 | 0 | 0 | 0 | 0 | 0 | 0 | 0 | 0 | 0 | 0 | 0 | 0 | 0 | 0 | 0 | 0 | 0 | 0 | 0 | 0 | 0 | 0 | 0 | 0 | 0 | 0 | 0 | 0 | 0 | 0 | 0 | 0 | 0 | 0 | 0 | 0 | 0 | 0 | 0 | 0 | 0 | 0 | 0 | 0 | 0 | 0 | 0 | 0 | 0 | 0 | 0 | 0 | 0 | 0 | 0 | 0 | 18.28 | -18.28 | 0 | 0 | 0 | 0 | 0 | 0 | 0 | 0 | 0 | 0 | 0 | 0
0 | 0 | 0 | 0 | 0 | 0 | 0 | 0 | 0 | 0 | 0 | 0 | 0 | 0 | 0 | 0 | 0 | 0 | 0 | 0 | 0 | 0 | 0 | 0 | 0 | 0 | 0 | 0 | 0 | 0 | 0 | 0 | 0 | 0 | 0 | 0 | 0 | 0 | 0 | 0 | 0 | 0 | 0 | 0 | 0 | 0 | 0 | 0 | 0 | 0 | 0 | 0 | 0 | 0 | 0 | 0 | 0 | 0 | 0 | 0 | 0 | 0 | 0 | 0 | 0 | 0 | 0 | 0 | 0 | 0 | 0 | 0 | 0 | 0 | 0 | 0 | 0 | 0 | 0 | 0 | 0 | 0 | 0 | 0 | 0 | 0 | 0 | 0 | 0 | 0 | 0 | 0 | 0 | 0 | 0 | 0 | 0 | 0 | 0 | 0 | 0 | 0 | 0 | 0 | 5.46 | 0 | -5.46 | 0 | 0 | 0 | 0 | 0 | 0 | 0 | 0 | 0 | 0 | 0
0 | 0 | 0 | 0 | 0 | 0 | 0 | 0 | 0 | 0 | 0 | 0 | 0 | 0 | 0 | 0 | 0 | 0 | 0 | 0 | 0 | 0 | 0 | 0 | 0 | 0 | 0 | 0 | 0 | 0 | 0 | 0 | 0 | 0 | 0 | 0 | 0 | 0 | 0 | 0 | 0 | 0 | 0 | 0 | 0 | 0 | 0 | 0 | 0 | 0 | 0 | 0 | 0 | 0 | 0 | 0 | 0 | 0 | 0 | 0 | 0 | 0 | 0 | 0 | 0 | 0 | 0 | 0 | 0 | 0 | 0 | 0 | 0 | 0 | 0 | 0 | 0 | 0 | 0 | 0 | 0 | 0 | 0 | 0 | 0 | 0 | 0 | 0 | 0 | 0 | 0 | 0 | 0 | 0 | 0 | 0 | 0 | 0 | 0 | 0 | 0 | 0 | 0 | 0 | 14.22 | 0 | 0 | -14.22 | 0 | 0 | 0 | 0 | 0 | 0 | 0 | 0 | 0 | 0
0 | 0 | 0 | 0 | 0 | 0 | 0 | 0 | 0 | 0 | 0 | 0 | 0 | 0 | 0 | 0 | 0 | 0 | 0 | 0 | 0 | 0 | 0 | 0 | 0 | 0 | 0 | 0 | 0 | 0 | 0 | 0 | 0 | 0 | 0 | 0 | 0 | 0 | 0 | 0 | 0 | 0 | 0 | 0 | 0 | 0 | 0 | 0 | 0 | 0 | 0 | 0 | 0 | 0 | 0 | 0 | 0 | 0 | 0 | 0 | 0 | 0 | 0 | 0 | 0 | 0 | 0 | 0 | 0 | 0 | 0 | 0 | 0 | 0 | 0 | 0 | 0 | 0 | 0 | 0 | 0 | 0 | 0 | 0 | 0 | 0 | 0 | 0 | 0 | 0 | 0 | 0 | 0 | 0 | 0 | 0 | 0 | 0 | 0 | 0 | 0 | 0 | 0 | 0 | 0 | 5.46 | -5.46 | 0 | 0 | 0 | 0 | 0 | 0 | 0 | 0 | 0 | 0 | 0
0 | 0 | 0 | 0 | 0 | 0 | 0 | 0 | 0 | 0 | 0 | 0 | 0 | 0 | 0 | 0 | 0 | 0 | 0 | 0 | 0 | 0 | 0 | 0 | 0 | 0 | 0 | 0 | 0 | 0 | 0 | 0 | 0 | 0 | 0 | 0 | 0 | 0 | 0 | 0 | 0 | 0 | 0 | 0 | 0 | 0 | 0 | 0 | 0 | 0 | 0 | 0 | 0 | 0 | 0 | 0 | 0 | 0 | 0 | 0 | 0 | 0 | 0 | 0 | 0 | 0 | 0 | 0 | 0 | 0 | 0 | 0 | 0 | 0 | 0 | 0 | 0 | 0 | 0 | 0 | 0 | 0 | 0 | 0 | 0 | 0 | 0 | 0 | 0 | 0 | 0 | 0 | 0 | 0 | 0 | 0 | 0 | 0 | 0 | 0 | 0 | 0 | 0 | 0 | 0 | 0 | 0 | 34.72 | -34.72 | 0 | 0 | 0 | 0 | 0 | 0 | 0 | 0 | 0
0 | 0 | 0 | 0 | 0 | 0 | 0 | 0 | 0 | 0 | 0 | 0 | 0 | 0 | 0 | 0 | 0 | 0 | 0 | 0 | 0 | 0 | 0 | 0 | 0 | 0 | 0 | 0 | 0 | 0 | 0 | 0 | 0 | 0 | 0 | 0 | 0 | 0 | 0 | 0 | 0 | 0 | 0 | 0 | 0 | 0 | 0 | 0 | 0 | 0 | 0 | 0 | 0 | 0 | 0 | 0 | 0 | 0 | 0 | 0 | 0 | 0 | 0 | 0 | 0 | 0 | 0 | 0 | 0 | 0 | 0 | 0 | 0 | 0 | 0 | 0 | 0 | 0 | 0 | 0 | 0 | 0 | 0 | 0 | 0 | 0 | 0 | 0 | 0 | 0 | 0 | 0 | 0 | 0 | 0 | 0 | 0 | 0 | 0 | 0 | 0 | 0 | 5.52 | 0 | 0 | 0 | 0 | 0 | 0 | -5.52 | 0 | 0 | 0 | 0 | 0 | 0 | 0 | 0
0 | 0 | 0 | 0 | 0 | 0 | 0 | 0 | 0 | 0 | 0 | 0 | 0 | 0 | 0 | 0 | 0 | 0 | 0 | 0 | 0 | 0 | 0 | 0 | 0 | 0 | 0 | 0 | 0 | 0 | 0 | 0 | 0 | 0 | 0 | 0 | 0 | 0 | 0 | 0 | 0 | 0 | 0 | 0 | 0 | 0 | 0 | 0 | 0 | 0 | 0 | 0 | 0 | 0 | 0 | 0 | 0 | 0 | 0 | 0 | 0 | 0 | 0 | 0 | 0 | 0 | 0 | 0 | 0 | 0 | 0 | 0 | 0 | 0 | 0 | 0 | 0 | 0 | 0 | 0 | 0 | 0 | 0 | 0 | 0 | 0 | 0 | 0 | 0 | 0 | 0 | 0 | 0 | 0 | 0 | 0 | 0 | 0 | 0 | 0 | 0 | 0 | 0 | 0 | 0 | 0 | 0 | 0 | 13.12 | -13.12 | 0 | 0 | 0 | 0 | 0 | 0 | 0 | 0
0 | 0 | 0 | 0 | 0 | 0 | 0 | 0 | 0 | 0 | 0 | 0 | 0 | 0 | 0 | 0 | 0 | 0 | 0 | 0 | 0 | 0 | 0 | 0 | 0 | 0 | 0 | 0 | 0 | 0 | 0 | 0 | 0 | 0 | 0 | 0 | 0 | 0 | 0 | 0 | 0 | 0 | 0 | 0 | 0 | 0 | 0 | 0 | 0 | 0 | 0 | 0 | 0 | 0 | 0 | 0 | 0 | 0 | 0 | 0 | 0 | 0 | 0 | 0 | 0 | 0 | 0 | 0 | 0 | 0 | 0 | 0 | 0 | 0 | 0 | 0 | 0 | 0 | 0 | 0 | 0 | 0 | 0 | 0 | 0 | 0 | 0 | 0 | 0 | 0 | 0 | 0 | 0 | 0 | 0 | 0 | 0 | 0 | 0 | 0 | 0 | 0 | 0 | 0 | 0 | 0 | 0 | 0 | 0 | 13.25 | -13.25 | 0 | 0 | 0 | 0 | 0 | 0 | 0
0 | 0 | 0 | 0 | 0 | 0 | 0 | 0 | 0 | 0 | 0 | 0 | 0 | 0 | 0 | 0 | 0 | 0 | 0 | 0 | 0 | 0 | 0 | 0 | 0 | 0 | 0 | 0 | 0 | 0 | 0 | 0 | 0 | 0 | 0 | 0 | 0 | 0 | 0 | 0 | 0 | 0 | 0 | 0 | 0 | 0 | 0 | 0 | 0 | 0 | 0 | 0 | 0 | 0 | 0 | 0 | 0 | 0 | 0 | 0 | 0 | 0 | 0 | 0 | 0 | 0 | 0 | 0 | 0 | 0 | 0 | 0 | 0 | 0 | 0 | 0 | 0 | 0 | 0 | 0 | 0 | 0 | 0 | 0 | 0 | 0 | 0 | 0 | 0 | 0 | 0 | 0 | 0 | 0 | 0 | 0 | 0 | 0 | 0 | 0 | 0 | 0 | 0 | 0 | 0 | 0 | 0 | 0 | 0 | 15.62 | 0 | -15.62 | 0 | 0 | 0 | 0 | 0 | 0
0 | 0 | 0 | 0 | 0 | 0 | 0 | 0 | 0 | 0 | 0 | 0 | 0 | 0 | 0 | 0 | 33.22 | 0 | 0 | 0 | 0 | 0 | 0 | 0 | 0 | 0 | 0 | 0 | 0 | 0 | 0 | 0 | 0 | 0 | 0 | 0 | 0 | 0 | 0 | 0 | 0 | 0 | 0 | 0 | 0 | 0 | 0 | 0 | 0 | 0 | 0 | 0 | 0 | 0 | 0 | 0 | 0 | 0 | 0 | 0 | 0 | 0 | 0 | 0 | 0 | 0 | 0 | 0 | 0 | 0 | 0 | 0 | 0 | 0 | 0 | 0 | 0 | 0 | 0 | 0 | 0 | 0 | 0 | 0 | 0 | 0 | 0 | 0 | 0 | 0 | 0 | 0 | 0 | 0 | 0 | 0 | 0 | 0 | 0 | 0 | 0 | 0 | 0 | 0 | 0 | 0 | 0 | 0 | 0 | 0 | 0 | 0 | -33.22 | 0 | 0 | 0 | 0 | 0
0 | 0 | 0 | 0 | 0 | 0 | 0 | 0 | 0 | 0 | 0 | 0 | 0 | 0 | 0 | 0 | 0 | 0 | 0 | 0 | 0 | 0 | 0 | 0 | 0 | 0 | 0 | 0 | 0 | 0 | 0 | 4.93 | 0 | 0 | 0 | 0 | 0 | 0 | 0 | 0 | 0 | 0 | 0 | 0 | 0 | 0 | 0 | 0 | 0 | 0 | 0 | 0 | 0 | 0 | 0 | 0 | 0 | 0 | 0 | 0 | 0 | 0 | 0 | 0 | 0 | 0 | 0 | 0 | 0 | 0 | 0 | 0 | 0 | 0 | 0 | 0 | 0 | 0 | 0 | 0 | 0 | 0 | 0 | 0 | 0 | 0 | 0 | 0 | 0 | 0 | 0 | 0 | 0 | 0 | 0 | 0 | 0 | 0 | 0 | 0 | 0 | 0 | 0 | 0 | 0 | 0 | 0 | 0 | 0 | 0 | 0 | 0 | -4.93 | 0 | 0 | 0 | 0 | 0
0 | 0 | 0 | 0 | 0 | 0 | 0 | 0 | 0 | 0 | 0 | 0 | 0 | 0 | 0 | 0 | 0 | 0 | 0 | 0 | 0 | 0 | 0 | 0 | 0 | 0 | 0 | 0 | 0 | 0 | 0 | 16.34 | 0 | 0 | 0 | 0 | 0 | 0 | 0 | 0 | 0 | 0 | 0 | 0 | 0 | 0 | 0 | 0 | 0 | 0 | 0 | 0 | 0 | 0 | 0 | 0 | 0 | 0 | 0 | 0 | 0 | 0 | 0 | 0 | 0 | 0 | 0 | 0 | 0 | 0 | 0 | 0 | 0 | 0 | 0 | 0 | 0 | 0 | 0 | 0 | 0 | 0 | 0 | 0 | 0 | 0 | 0 | 0 | 0 | 0 | 0 | 0 | 0 | 0 | 0 | 0 | 0 | 0 | 0 | 0 | 0 | 0 | 0 | 0 | 0 | 0 | 0 | 0 | 0 | 0 | 0 | 0 | 0 | -16.34 | 0 | 0 | 0 | 0
0 | 0 | 0 | 0 | 0 | 0 | 0 | 0 | 0 | 0 | 0 | 0 | 0 | 0 | 0 | 0 | 0 | 0 | 0 | 0 | 0 | 0 | 0 | 0 | 0 | 0 | 13.5 | 0 | 0 | 0 | 0 | 0 | 0 | 0 | 0 | 0 | 0 | 0 | 0 | 0 | 0 | 0 | 0 | 0 | 0 | 0 | 0 | 0 | 0 | 0 | 0 | 0 | 0 | 0 | 0 | 0 | 0 | 0 | 0 | 0 | 0 | 0 | 0 | 0 | 0 | 0 | 0 | 0 | 0 | 0 | 0 | 0 | 0 | 0 | 0 | 0 | 0 | 0 | 0 | 0 | 0 | 0 | 0 | 0 | 0 | 0 | 0 | 0 | 0 | 0 | 0 | 0 | 0 | 0 | 0 | 0 | 0 | 0 | 0 | 0 | 0 | 0 | 0 | 0 | 0 | 0 | 0 | 0 | 0 | 0 | 0 | 0 | 0 | 0 | -13.5 | 0 | 0 | 0
0 | 0 | 0 | 0 | 0 | 0 | 0 | 0 | 0 | 0 | 0 | 0 | 0 | 0 | 0 | 0 | 0 | 0 | 0 | 0 | 0 | 0 | 0 | 0 | 0 | 0 | 0 | 0 | 0 | 0 | 0 | 0 | 0 | 0 | 0 | 0 | 0 | 0 | 0 | 0 | 0 | 0 | 0 | 0 | 0 | 0 | 0 | 0 | 0 | 0 | 0 | 0 | 0 | 0 | 0 | 0 | 0 | 0 | 0 | 0 | 0 | 0 | 0 | 0 | 0 | 0 | 0 | 0 | 0 | 0 | 0 | 0 | 0 | 0 | 0 | 0 | 0 | 0 | 0 | 0 | 0 | 0 | 0 | 0 | 0 | 0 | 0 | 0 | 0 | 0 | 0 | 0 | 0 | 0 | 0 | 0 | 0 | 0 | 0 | 0 | 0 | 0 | 0 | 0 | 0 | 0 | 0 | 0 | 0 | 0 | 0 | 0 | 0 | 96.15 | -96.15 | 0 | 0 | 0
0 | 0 | 0 | 0 | 0 | 0 | 0 | 0 | 0 | 0 | 0 | 0 | 0 | 0 | 0 | 0 | 0 | 0 | 0 | 0 | 0 | 0 | 0 | 0 | 0 | 0 | 0 | 0 | 0 | 0 | 0 | 0 | 0 | 0 | 0 | 0 | 0 | 0 | 0 | 0 | 0 | 0 | 0 | 0 | 0 | 0 | 0 | 0 | 0 | 0 | 0 | 0 | 0 | 0 | 0 | 0 | 0 | 0 | 0 | 0 | 0 | 0 | 0 | 0 | 0 | 0 | 0 | 246.91 | 0 | 0 | 0 | 0 | 0 | 0 | 0 | 0 | 0 | 0 | 0 | 0 | 0 | 0 | 0 | 0 | 0 | 0 | 0 | 0 | 0 | 0 | 0 | 0 | 0 | 0 | 0 | 0 | 0 | 0 | 0 | 0 | 0 | 0 | 0 | 0 | 0 | 0 | 0 | 0 | 0 | 0 | 0 | 0 | 0 | 0 | 0 | -246.91 | 0 | 0
0 | 0 | 0 | 0 | 0 | 0 | 0 | 0 | 0 | 0 | 0 | 7.14 | 0 | 0 | 0 | 0 | 0 | 0 | 0 | 0 | 0 | 0 | 0 | 0 | 0 | 0 | 0 | 0 | 0 | 0 | 0 | 0 | 0 | 0 | 0 | 0 | 0 | 0 | 0 | 0 | 0 | 0 | 0 | 0 | 0 | 0 | 0 | 0 | 0 | 0 | 0 | 0 | 0 | 0 | 0 | 0 | 0 | 0 | 0 | 0 | 0 | 0 | 0 | 0 | 0 | 0 | 0 | 0 | 0 | 0 | 0 | 0 | 0 | 0 | 0 | 0 | 0 | 0 | 0 | 0 | 0 | 0 | 0 | 0 | 0 | 0 | 0 | 0 | 0 | 0 | 0 | 0 | 0 | 0 | 0 | 0 | 0 | 0 | 0 | 0 | 0 | 0 | 0 | 0 | 0 | 0 | 0 | 0 | 0 | 0 | 0 | 0 | 0 | 0 | 0 | 0 | -7.14 | 0
0 | 0 | 0 | 0 | 0 | 0 | 0 | 0 | 0 | 0 | 0 | 0 | 0 | 0 | 0 | 0 | 0 | 0 | 0 | 0 | 0 | 0 | 0 | 0 | 0 | 0 | 0 | 0 | 0 | 0 | 0 | 0 | 0 | 0 | 0 | 0 | 0 | 0 | 0 | 0 | 0 | 0 | 0 | 0 | 0 | 0 | 0 | 0 | 0 | 0 | 0 | 0 | 0 | 0 | 0 | 0 | 0 | 0 | 0 | 0 | 0 | 0 | 0 | 0 | 0 | 0 | 0 | 0 | 0 | 0 | 0 | 0 | 0 | 0 | 20.79 | 0 | 0 | 0 | 0 | 0 | 0 | 0 | 0 | 0 | 0 | 0 | 0 | 0 | 0 | 0 | 0 | 0 | 0 | 0 | 0 | 0 | 0 | 0 | 0 | 0 | 0 | 0 | 0 | 0 | 0 | 0 | 0 | 0 | 0 | 0 | 0 | 0 | 0 | 0 | 0 | 0 | 0 | -20.79
0 | 0 | 0 | 0 | 0 | 0 | 0 | 0 | 0 | 0 | 0 | 0 | 0 | 0 | 0 | 0 | 0 | 0 | 0 | 0 | 0 | 0 | 0 | 0 | 0 | 0 | 0 | 0 | 0 | 0 | 0 | 0 | 0 | 0 | 0 | 0 | 0 | 0 | 0 | 0 | 0 | 0 | 0 | 0 | 0 | 0 | 0 | 0 | 0 | 0 | 0 | 0 | 0 | 0 | 0 | 0 | 0 | 0 | 0 | 0 | 0 | 0 | 0 | 0 | 0 | 0 | 0 | 0 | 0 | 0 | 0 | 0 | 0 | 0 | 0 | 18.38 | 0 | 0 | 0 | 0 | 0 | 0 | 0 | 0 | 0 | 0 | 0 | 0 | 0 | 0 | 0 | 0 | 0 | 0 | 0 | 0 | 0 | 0 | 0 | 0 | 0 | 0 | 0 | 0 | 0 | 0 | 0 | 0 | 0 | 0 | 0 | 0 | 0 | 0 | 0 | 0 | 0 | -18.38
-10.01 | 10.01 | 0 | 0 | 0 | 0 | 0 | 0 | 0 | 0 | 0 | 0 | 0 | 0 | 0 | 0 | 0 | 0 | 0 | 0 | 0 | 0 | 0 | 0 | 0 | 0 | 0 | 0 | 0 | 0 | 0 | 0 | 0 | 0 | 0 | 0 | 0 | 0 | 0 | 0 | 0 | 0 | 0 | 0 | 0 | 0 | 0 | 0 | 0 | 0 | 0 | 0 | 0 | 0 | 0 | 0 | 0 | 0 | 0 | 0 | 0 | 0 | 0 | 0 | 0 | 0 | 0 | 0 | 0 | 0 | 0 | 0 | 0 | 0 | 0 | 0 | 0 | 0 | 0 | 0 | 0 | 0 | 0 | 0 | 0 | 0 | 0 | 0 | 0 | 0 | 0 | 0 | 0 | 0 | 0 | 0 | 0 | 0 | 0 | 0 | 0 | 0 | 0 | 0 | 0 | 0 | 0 | 0 | 0 | 0 | 0 | 0 | 0 | 0 | 0 | 0 | 0 | 0
-23.58 | 0 | 23.58 | 0 | 0 | 0 | 0 | 0 | 0 | 0 | 0 | 0 | 0 | 0 | 0 | 0 | 0 | 0 | 0 | 0 | 0 | 0 | 0 | 0 | 0 | 0 | 0 | 0 | 0 | 0 | 0 | 0 | 0 | 0 | 0 | 0 | 0 | 0 | 0 | 0 | 0 | 0 | 0 | 0 | 0 | 0 | 0 | 0 | 0 | 0 | 0 | 0 | 0 | 0 | 0 | 0 | 0 | 0 | 0 | 0 | 0 | 0 | 0 | 0 | 0 | 0 | 0 | 0 | 0 | 0 | 0 | 0 | 0 | 0 | 0 | 0 | 0 | 0 | 0 | 0 | 0 | 0 | 0 | 0 | 0 | 0 | 0 | 0 | 0 | 0 | 0 | 0 | 0 | 0 | 0 | 0 | 0 | 0 | 0 | 0 | 0 | 0 | 0 | 0 | 0 | 0 | 0 | 0 | 0 | 0 | 0 | 0 | 0 | 0 | 0 | 0 | 0 | 0
0 | 0 | 0 | -125.31 | 125.31 | 0 | 0 | 0 | 0 | 0 | 0 | 0 | 0 | 0 | 0 | 0 | 0 | 0 | 0 | 0 | 0 | 0 | 0 | 0 | 0 | 0 | 0 | 0 | 0 | 0 | 0 | 0 | 0 | 0 | 0 | 0 | 0 | 0 | 0 | 0 | 0 | 0 | 0 | 0 | 0 | 0 | 0 | 0 | 0 | 0 | 0 | 0 | 0 | 0 | 0 | 0 | 0 | 0 | 0 | 0 | 0 | 0 | 0 | 0 | 0 | 0 | 0 | 0 | 0 | 0 | 0 | 0 | 0 | 0 | 0 | 0 | 0 | 0 | 0 | 0 | 0 | 0 | 0 | 0 | 0 | 0 | 0 | 0 | 0 | 0 | 0 | 0 | 0 | 0 | 0 | 0 | 0 | 0 | 0 | 0 | 0 | 0 | 0 | 0 | 0 | 0 | 0 | 0 | 0 | 0 | 0 | 0 | 0 | 0 | 0 | 0 | 0 | 0
0 | 0 | -9.26 | 0 | 9.26 | 0 | 0 | 0 | 0 | 0 | 0 | 0 | 0 | 0 | 0 | 0 | 0 | 0 | 0 | 0 | 0 | 0 | 0 | 0 | 0 | 0 | 0 | 0 | 0 | 0 | 0 | 0 | 0 | 0 | 0 | 0 | 0 | 0 | 0 | 0 | 0 | 0 | 0 | 0 | 0 | 0 | 0 | 0 | 0 | 0 | 0 | 0 | 0 | 0 | 0 | 0 | 0 | 0 | 0 | 0 | 0 | 0 | 0 | 0 | 0 | 0 | 0 | 0 | 0 | 0 | 0 | 0 | 0 | 0 | 0 | 0 | 0 | 0 | 0 | 0 | 0 | 0 | 0 | 0 | 0 | 0 | 0 | 0 | 0 | 0 | 0 | 0 | 0 | 0 | 0 | 0 | 0 | 0 | 0 | 0 | 0 | 0 | 0 | 0 | 0 | 0 | 0 | 0 | 0 | 0 | 0 | 0 | 0 | 0 | 0 | 0 | 0 | 0
0 | 0 | 0 | 0 | -18.52 | 18.52 | 0 | 0 | 0 | 0 | 0 | 0 | 0 | 0 | 0 | 0 | 0 | 0 | 0 | 0 | 0 | 0 | 0 | 0 | 0 | 0 | 0 | 0 | 0 | 0 | 0 | 0 | 0 | 0 | 0 | 0 | 0 | 0 | 0 | 0 | 0 | 0 | 0 | 0 | 0 | 0 | 0 | 0 | 0 | 0 | 0 | 0 | 0 | 0 | 0 | 0 | 0 | 0 | 0 | 0 | 0 | 0 | 0 | 0 | 0 | 0 | 0 | 0 | 0 | 0 | 0 | 0 | 0 | 0 | 0 | 0 | 0 | 0 | 0 | 0 | 0 | 0 | 0 | 0 | 0 | 0 | 0 | 0 | 0 | 0 | 0 | 0 | 0 | 0 | 0 | 0 | 0 | 0 | 0 | 0 | 0 | 0 | 0 | 0 | 0 | 0 | 0 | 0 | 0 | 0 | 0 | 0 | 0 | 0 | 0 | 0 | 0 | 0
0 | 0 | 0 | 0 | 0 | -48.08 | 48.08 | 0 | 0 | 0 | 0 | 0 | 0 | 0 | 0 | 0 | 0 | 0 | 0 | 0 | 0 | 0 | 0 | 0 | 0 | 0 | 0 | 0 | 0 | 0 | 0 | 0 | 0 | 0 | 0 | 0 | 0 | 0 | 0 | 0 | 0 | 0 | 0 | 0 | 0 | 0 | 0 | 0 | 0 | 0 | 0 | 0 | 0 | 0 | 0 | 0 | 0 | 0 | 0 | 0 | 0 | 0 | 0 | 0 | 0 | 0 | 0 | 0 | 0 | 0 | 0 | 0 | 0 | 0 | 0 | 0 | 0 | 0 | 0 | 0 | 0 | 0 | 0 | 0 | 0 | 0 | 0 | 0 | 0 | 0 | 0 | 0 | 0 | 0 | 0 | 0 | 0 | 0 | 0 | 0 | 0 | 0 | 0 | 0 | 0 | 0 | 0 | 0 | 0 | 0 | 0 | 0 | 0 | 0 | 0 | 0 | 0 | 0
0 | 0 | 0 | 0 | 0 | 0 | 0 | -32.79 | 32.79 | 0 | 0 | 0 | 0 | 0 | 0 | 0 | 0 | 0 | 0 | 0 | 0 | 0 | 0 | 0 | 0 | 0 | 0 | 0 | 0 | 0 | 0 | 0 | 0 | 0 | 0 | 0 | 0 | 0 | 0 | 0 | 0 | 0 | 0 | 0 | 0 | 0 | 0 | 0 | 0 | 0 | 0 | 0 | 0 | 0 | 0 | 0 | 0 | 0 | 0 | 0 | 0 | 0 | 0 | 0 | 0 | 0 | 0 | 0 | 0 | 0 | 0 | 0 | 0 | 0 | 0 | 0 | 0 | 0 | 0 | 0 | 0 | 0 | 0 | 0 | 0 | 0 | 0 | 0 | 0 | 0 | 0 | 0 | 0 | 0 | 0 | 0 | 0 | 0 | 0 | 0 | 0 | 0 | 0 | 0 | 0 | 0 | 0 | 0 | 0 | 0 | 0 | 0 | 0 | 0 | 0 | 0 | 0 | 0
0 | 0 | 0 | 0 | 37.45 | 0 | 0 | -37.45 | 0 | 0 | 0 | 0 | 0 | 0 | 0 | 0 | 0 | 0 | 0 | 0 | 0 | 0 | 0 | 0 | 0 | 0 | 0 | 0 | 0 | 0 | 0 | 0 | 0 | 0 | 0 | 0 | 0 | 0 | 0 | 0 | 0 | 0 | 0 | 0 | 0 | 0 | 0 | 0 | 0 | 0 | 0 | 0 | 0 | 0 | 0 | 0 | 0 | 0 | 0 | 0 | 0 | 0 | 0 | 0 | 0 | 0 | 0 | 0 | 0 | 0 | 0 | 0 | 0 | 0 | 0 | 0 | 0 | 0 | 0 | 0 | 0 | 0 | 0 | 0 | 0 | 0 | 0 | 0 | 0 | 0 | 0 | 0 | 0 | 0 | 0 | 0 | 0 | 0 | 0 | 0 | 0 | 0 | 0 | 0 | 0 | 0 | 0 | 0 | 0 | 0 | 0 | 0 | 0 | 0 | 0 | 0 | 0 | 0
0 | 0 | 0 | 0 | 0 | 0 | 0 | 0 | -31.06 | 31.06 | 0 | 0 | 0 | 0 | 0 | 0 | 0 | 0 | 0 | 0 | 0 | 0 | 0 | 0 | 0 | 0 | 0 | 0 | 0 | 0 | 0 | 0 | 0 | 0 | 0 | 0 | 0 | 0 | 0 | 0 | 0 | 0 | 0 | 0 | 0 | 0 | 0 | 0 | 0 | 0 | 0 | 0 | 0 | 0 | 0 | 0 | 0 | 0 | 0 | 0 | 0 | 0 | 0 | 0 | 0 | 0 | 0 | 0 | 0 | 0 | 0 | 0 | 0 | 0 | 0 | 0 | 0 | 0 | 0 | 0 | 0 | 0 | 0 | 0 | 0 | 0 | 0 | 0 | 0 | 0 | 0 | 0 | 0 | 0 | 0 | 0 | 0 | 0 | 0 | 0 | 0 | 0 | 0 | 0 | 0 | 0 | 0 | 0 | 0 | 0 | 0 | 0 | 0 | 0 | 0 | 0 | 0 | 0
0 | 0 | 0 | -14.53 | 0 | 0 | 0 | 0 | 0 | 0 | 14.53 | 0 | 0 | 0 | 0 | 0 | 0 | 0 | 0 | 0 | 0 | 0 | 0 | 0 | 0 | 0 | 0 | 0 | 0 | 0 | 0 | 0 | 0 | 0 | 0 | 0 | 0 | 0 | 0 | 0 | 0 | 0 | 0 | 0 | 0 | 0 | 0 | 0 | 0 | 0 | 0 | 0 | 0 | 0 | 0 | 0 | 0 | 0 | 0 | 0 | 0 | 0 | 0 | 0 | 0 | 0 | 0 | 0 | 0 | 0 | 0 | 0 | 0 | 0 | 0 | 0 | 0 | 0 | 0 | 0 | 0 | 0 | 0 | 0 | 0 | 0 | 0 | 0 | 0 | 0 | 0 | 0 | 0 | 0 | 0 | 0 | 0 | 0 | 0 | 0 | 0 | 0 | 0 | 0 | 0 | 0 | 0 | 0 | 0 | 0 | 0 | 0 | 0 | 0 | 0 | 0 | 0 | 0
0 | 0 | 0 | 0 | -14.66 | 0 | 0 | 0 | 0 | 0 | 14.66 | 0 | 0 | 0 | 0 | 0 | 0 | 0 | 0 | 0 | 0 | 0 | 0 | 0 | 0 | 0 | 0 | 0 | 0 | 0 | 0 | 0 | 0 | 0 | 0 | 0 | 0 | 0 | 0 | 0 | 0 | 0 | 0 | 0 | 0 | 0 | 0 | 0 | 0 | 0 | 0 | 0 | 0 | 0 | 0 | 0 | 0 | 0 | 0 | 0 | 0 | 0 | 0 | 0 | 0 | 0 | 0 | 0 | 0 | 0 | 0 | 0 | 0 | 0 | 0 | 0 | 0 | 0 | 0 | 0 | 0 | 0 | 0 | 0 | 0 | 0 | 0 | 0 | 0 | 0 | 0 | 0 | 0 | 0 | 0 | 0 | 0 | 0 | 0 | 0 | 0 | 0 | 0 | 0 | 0 | 0 | 0 | 0 | 0 | 0 | 0 | 0 | 0 | 0 | 0 | 0 | 0 | 0
0 | 0 | 0 | 0 | 0 | 0 | 0 | 0 | 0 | 0 | -51.02 | 51.02 | 0 | 0 | 0 | 0 | 0 | 0 | 0 | 0 | 0 | 0 | 0 | 0 | 0 | 0 | 0 | 0 | 0 | 0 | 0 | 0 | 0 | 0 | 0 | 0 | 0 | 0 | 0 | 0 | 0 | 0 | 0 | 0 | 0 | 0 | 0 | 0 | 0 | 0 | 0 | 0 | 0 | 0 | 0 | 0 | 0 | 0 | 0 | 0 | 0 | 0 | 0 | 0 | 0 | 0 | 0 | 0 | 0 | 0 | 0 | 0 | 0 | 0 | 0 | 0 | 0 | 0 | 0 | 0 | 0 | 0 | 0 | 0 | 0 | 0 | 0 | 0 | 0 | 0 | 0 | 0 | 0 | 0 | 0 | 0 | 0 | 0 | 0 | 0 | 0 | 0 | 0 | 0 | 0 | 0 | 0 | 0 | 0 | 0 | 0 | 0 | 0 | 0 | 0 | 0 | 0 | 0
0 | -16.23 | 0 | 0 | 0 | 0 | 0 | 0 | 0 | 0 | 0 | 16.23 | 0 | 0 | 0 | 0 | 0 | 0 | 0 | 0 | 0 | 0 | 0 | 0 | 0 | 0 | 0 | 0 | 0 | 0 | 0 | 0 | 0 | 0 | 0 | 0 | 0 | 0 | 0 | 0 | 0 | 0 | 0 | 0 | 0 | 0 | 0 | 0 | 0 | 0 | 0 | 0 | 0 | 0 | 0 | 0 | 0 | 0 | 0 | 0 | 0 | 0 | 0 | 0 | 0 | 0 | 0 | 0 | 0 | 0 | 0 | 0 | 0 | 0 | 0 | 0 | 0 | 0 | 0 | 0 | 0 | 0 | 0 | 0 | 0 | 0 | 0 | 0 | 0 | 0 | 0 | 0 | 0 | 0 | 0 | 0 | 0 | 0 | 0 | 0 | 0 | 0 | 0 | 0 | 0 | 0 | 0 | 0 | 0 | 0 | 0 | 0 | 0 | 0 | 0 | 0 | 0 | 0
0 | 0 | -6.25 | 0 | 0 | 0 | 0 | 0 | 0 | 0 | 0 | 6.25 | 0 | 0 | 0 | 0 | 0 | 0 | 0 | 0 | 0 | 0 | 0 | 0 | 0 | 0 | 0 | 0 | 0 | 0 | 0 | 0 | 0 | 0 | 0 | 0 | 0 | 0 | 0 | 0 | 0 | 0 | 0 | 0 | 0 | 0 | 0 | 0 | 0 | 0 | 0 | 0 | 0 | 0 | 0 | 0 | 0 | 0 | 0 | 0 | 0 | 0 | 0 | 0 | 0 | 0 | 0 | 0 | 0 | 0 | 0 | 0 | 0 | 0 | 0 | 0 | 0 | 0 | 0 | 0 | 0 | 0 | 0 | 0 | 0 | 0 | 0 | 0 | 0 | 0 | 0 | 0 | 0 | 0 | 0 | 0 | 0 | 0 | 0 | 0 | 0 | 0 | 0 | 0 | 0 | 0 | 0 | 0 | 0 | 0 | 0 | 0 | 0 | 0 | 0 | 0 | 0 | 0
0 | 0 | 0 | 0 | 0 | 0 | -29.41 | 0 | 0 | 0 | 0 | 29.41 | 0 | 0 | 0 | 0 | 0 | 0 | 0 | 0 | 0 | 0 | 0 | 0 | 0 | 0 | 0 | 0 | 0 | 0 | 0 | 0 | 0 | 0 | 0 | 0 | 0 | 0 | 0 | 0 | 0 | 0 | 0 | 0 | 0 | 0 | 0 | 0 | 0 | 0 | 0 | 0 | 0 | 0 | 0 | 0 | 0 | 0 | 0 | 0 | 0 | 0 | 0 | 0 | 0 | 0 | 0 | 0 | 0 | 0 | 0 | 0 | 0 | 0 | 0 | 0 | 0 | 0 | 0 | 0 | 0 | 0 | 0 | 0 | 0 | 0 | 0 | 0 | 0 | 0 | 0 | 0 | 0 | 0 | 0 | 0 | 0 | 0 | 0 | 0 | 0 | 0 | 0 | 0 | 0 | 0 | 0 | 0 | 0 | 0 | 0 | 0 | 0 | 0 | 0 | 0 | 0 | 0
0 | 0 | 0 | 0 | 0 | 0 | 0 | 0 | 0 | 0 | -13.68 | 0 | 13.68 | 0 | 0 | 0 | 0 | 0 | 0 | 0 | 0 | 0 | 0 | 0 | 0 | 0 | 0 | 0 | 0 | 0 | 0 | 0 | 0 | 0 | 0 | 0 | 0 | 0 | 0 | 0 | 0 | 0 | 0 | 0 | 0 | 0 | 0 | 0 | 0 | 0 | 0 | 0 | 0 | 0 | 0 | 0 | 0 | 0 | 0 | 0 | 0 | 0 | 0 | 0 | 0 | 0 | 0 | 0 | 0 | 0 | 0 | 0 | 0 | 0 | 0 | 0 | 0 | 0 | 0 | 0 | 0 | 0 | 0 | 0 | 0 | 0 | 0 | 0 | 0 | 0 | 0 | 0 | 0 | 0 | 0 | 0 | 0 | 0 | 0 | 0 | 0 | 0 | 0 | 0 | 0 | 0 | 0 | 0 | 0 | 0 | 0 | 0 | 0 | 0 | 0 | 0 | 0 | 0
0 | 0 | 0 | 0 | 0 | 0 | 0 | 0 | 0 | 0 | 0 | -14.14 | 0 | 14.14 | 0 | 0 | 0 | 0 | 0 | 0 | 0 | 0 | 0 | 0 | 0 | 0 | 0 | 0 | 0 | 0 | 0 | 0 | 0 | 0 | 0 | 0 | 0 | 0 | 0 | 0 | 0 | 0 | 0 | 0 | 0 | 0 | 0 | 0 | 0 | 0 | 0 | 0 | 0 | 0 | 0 | 0 | 0 | 0 | 0 | 0 | 0 | 0 | 0 | 0 | 0 | 0 | 0 | 0 | 0 | 0 | 0 | 0 | 0 | 0 | 0 | 0 | 0 | 0 | 0 | 0 | 0 | 0 | 0 | 0 | 0 | 0 | 0 | 0 | 0 | 0 | 0 | 0 | 0 | 0 | 0 | 0 | 0 | 0 | 0 | 0 | 0 | 0 | 0 | 0 | 0 | 0 | 0 | 0 | 0 | 0 | 0 | 0 | 0 | 0 | 0 | 0 | 0 | 0
0 | 0 | 0 | 0 | 0 | 0 | 0 | 0 | 0 | 0 | 0 | 0 | -4.09 | 0 | 4.09 | 0 | 0 | 0 | 0 | 0 | 0 | 0 | 0 | 0 | 0 | 0 | 0 | 0 | 0 | 0 | 0 | 0 | 0 | 0 | 0 | 0 | 0 | 0 | 0 | 0 | 0 | 0 | 0 | 0 | 0 | 0 | 0 | 0 | 0 | 0 | 0 | 0 | 0 | 0 | 0 | 0 | 0 | 0 | 0 | 0 | 0 | 0 | 0 | 0 | 0 | 0 | 0 | 0 | 0 | 0 | 0 | 0 | 0 | 0 | 0 | 0 | 0 | 0 | 0 | 0 | 0 | 0 | 0 | 0 | 0 | 0 | 0 | 0 | 0 | 0 | 0 | 0 | 0 | 0 | 0 | 0 | 0 | 0 | 0 | 0 | 0 | 0 | 0 | 0 | 0 | 0 | 0 | 0 | 0 | 0 | 0 | 0 | 0 | 0 | 0 | 0 | 0 | 0
0 | 0 | 0 | 0 | 0 | 0 | 0 | 0 | 0 | 0 | 0 | 0 | 0 | -5.13 | 5.13 | 0 | 0 | 0 | 0 | 0 | 0 | 0 | 0 | 0 | 0 | 0 | 0 | 0 | 0 | 0 | 0 | 0 | 0 | 0 | 0 | 0 | 0 | 0 | 0 | 0 | 0 | 0 | 0 | 0 | 0 | 0 | 0 | 0 | 0 | 0 | 0 | 0 | 0 | 0 | 0 | 0 | 0 | 0 | 0 | 0 | 0 | 0 | 0 | 0 | 0 | 0 | 0 | 0 | 0 | 0 | 0 | 0 | 0 | 0 | 0 | 0 | 0 | 0 | 0 | 0 | 0 | 0 | 0 | 0 | 0 | 0 | 0 | 0 | 0 | 0 | 0 | 0 | 0 | 0 | 0 | 0 | 0 | 0 | 0 | 0 | 0 | 0 | 0 | 0 | 0 | 0 | 0 | 0 | 0 | 0 | 0 | 0 | 0 | 0 | 0 | 0 | 0 | 0
0 | 0 | 0 | 0 | 0 | 0 | 0 | 0 | 0 | 0 | 0 | -11.99 | 0 | 0 | 0 | 11.99 | 0 | 0 | 0 | 0 | 0 | 0 | 0 | 0 | 0 | 0 | 0 | 0 | 0 | 0 | 0 | 0 | 0 | 0 | 0 | 0 | 0 | 0 | 0 | 0 | 0 | 0 | 0 | 0 | 0 | 0 | 0 | 0 | 0 | 0 | 0 | 0 | 0 | 0 | 0 | 0 | 0 | 0 | 0 | 0 | 0 | 0 | 0 | 0 | 0 | 0 | 0 | 0 | 0 | 0 | 0 | 0 | 0 | 0 | 0 | 0 | 0 | 0 | 0 | 0 | 0 | 0 | 0 | 0 | 0 | 0 | 0 | 0 | 0 | 0 | 0 | 0 | 0 | 0 | 0 | 0 | 0 | 0 | 0 | 0 | 0 | 0 | 0 | 0 | 0 | 0 | 0 | 0 | 0 | 0 | 0 | 0 | 0 | 0 | 0 | 0 | 0 | 0
0 | 0 | 0 | 0 | 0 | 0 | 0 | 0 | 0 | 0 | 0 | 0 | 0 | 0 | -22.88 | 0 | 22.88 | 0 | 0 | 0 | 0 | 0 | 0 | 0 | 0 | 0 | 0 | 0 | 0 | 0 | 0 | 0 | 0 | 0 | 0 | 0 | 0 | 0 | 0 | 0 | 0 | 0 | 0 | 0 | 0 | 0 | 0 | 0 | 0 | 0 | 0 | 0 | 0 | 0 | 0 | 0 | 0 | 0 | 0 | 0 | 0 | 0 | 0 | 0 | 0 | 0 | 0 | 0 | 0 | 0 | 0 | 0 | 0 | 0 | 0 | 0 | 0 | 0 | 0 | 0 | 0 | 0 | 0 | 0 | 0 | 0 | 0 | 0 | 0 | 0 | 0 | 0 | 0 | 0 | 0 | 0 | 0 | 0 | 0 | 0 | 0 | 0 | 0 | 0 | 0 | 0 | 0 | 0 | 0 | 0 | 0 | 0 | 0 | 0 | 0 | 0 | 0 | 0
0 | 0 | 0 | 0 | 0 | 0 | 0 | 0 | 0 | 0 | 0 | 0 | 0 | 0 | 0 | -5.55 | 5.55 | 0 | 0 | 0 | 0 | 0 | 0 | 0 | 0 | 0 | 0 | 0 | 0 | 0 | 0 | 0 | 0 | 0 | 0 | 0 | 0 | 0 | 0 | 0 | 0 | 0 | 0 | 0 | 0 | 0 | 0 | 0 | 0 | 0 | 0 | 0 | 0 | 0 | 0 | 0 | 0 | 0 | 0 | 0 | 0 | 0 | 0 | 0 | 0 | 0 | 0 | 0 | 0 | 0 | 0 | 0 | 0 | 0 | 0 | 0 | 0 | 0 | 0 | 0 | 0 | 0 | 0 | 0 | 0 | 0 | 0 | 0 | 0 | 0 | 0 | 0 | 0 | 0 | 0 | 0 | 0 | 0 | 0 | 0 | 0 | 0 | 0 | 0 | 0 | 0 | 0 | 0 | 0 | 0 | 0 | 0 | 0 | 0 | 0 | 0 | 0 | 0
0 | 0 | 0 | 0 | 0 | 0 | 0 | 0 | 0 | 0 | 0 | 0 | 0 | 0 | 0 | 0 | -19.8 | 19.8 | 0 | 0 | 0 | 0 | 0 | 0 | 0 | 0 | 0 | 0 | 0 | 0 | 0 | 0 | 0 | 0 | 0 | 0 | 0 | 0 | 0 | 0 | 0 | 0 | 0 | 0 | 0 | 0 | 0 | 0 | 0 | 0 | 0 | 0 | 0 | 0 | 0 | 0 | 0 | 0 | 0 | 0 | 0 | 0 | 0 | 0 | 0 | 0 | 0 | 0 | 0 | 0 | 0 | 0 | 0 | 0 | 0 | 0 | 0 | 0 | 0 | 0 | 0 | 0 | 0 | 0 | 0 | 0 | 0 | 0 | 0 | 0 | 0 | 0 | 0 | 0 | 0 | 0 | 0 | 0 | 0 | 0 | 0 | 0 | 0 | 0 | 0 | 0 | 0 | 0 | 0 | 0 | 0 | 0 | 0 | 0 | 0 | 0 | 0 | 0
0 | 0 | 0 | 0 | 0 | 0 | 0 | 0 | 0 | 0 | 0 | 0 | 0 | 0 | 0 | 0 | 0 | -20.28 | 20.28 | 0 | 0 | 0 | 0 | 0 | 0 | 0 | 0 | 0 | 0 | 0 | 0 | 0 | 0 | 0 | 0 | 0 | 0 | 0 | 0 | 0 | 0 | 0 | 0 | 0 | 0 | 0 | 0 | 0 | 0 | 0 | 0 | 0 | 0 | 0 | 0 | 0 | 0 | 0 | 0 | 0 | 0 | 0 | 0 | 0 | 0 | 0 | 0 | 0 | 0 | 0 | 0 | 0 | 0 | 0 | 0 | 0 | 0 | 0 | 0 | 0 | 0 | 0 | 0 | 0 | 0 | 0 | 0 | 0 | 0 | 0 | 0 | 0 | 0 | 0 | 0 | 0 | 0 | 0 | 0 | 0 | 0 | 0 | 0 | 0 | 0 | 0 | 0 | 0 | 0 | 0 | 0 | 0 | 0 | 0 | 0 | 0 | 0 | 0
0 | 0 | 0 | 0 | 0 | 0 | 0 | 0 | 0 | 0 | 0 | 0 | 0 | 0 | 0 | 0 | 0 | 0 | -8.55 | 8.55 | 0 | 0 | 0 | 0 | 0 | 0 | 0 | 0 | 0 | 0 | 0 | 0 | 0 | 0 | 0 | 0 | 0 | 0 | 0 | 0 | 0 | 0 | 0 | 0 | 0 | 0 | 0 | 0 | 0 | 0 | 0 | 0 | 0 | 0 | 0 | 0 | 0 | 0 | 0 | 0 | 0 | 0 | 0 | 0 | 0 | 0 | 0 | 0 | 0 | 0 | 0 | 0 | 0 | 0 | 0 | 0 | 0 | 0 | 0 | 0 | 0 | 0 | 0 | 0 | 0 | 0 | 0 | 0 | 0 | 0 | 0 | 0 | 0 | 0 | 0 | 0 | 0 | 0 | 0 | 0 | 0 | 0 | 0 | 0 | 0 | 0 | 0 | 0 | 0 | 0 | 0 | 0 | 0 | 0 | 0 | 0 | 0 | 0
0 | 0 | 0 | 0 | 0 | 0 | 0 | 0 | 0 | 0 | 0 | 0 | 0 | 0 | -25.38 | 0 | 0 | 0 | 25.38 | 0 | 0 | 0 | 0 | 0 | 0 | 0 | 0 | 0 | 0 | 0 | 0 | 0 | 0 | 0 | 0 | 0 | 0 | 0 | 0 | 0 | 0 | 0 | 0 | 0 | 0 | 0 | 0 | 0 | 0 | 0 | 0 | 0 | 0 | 0 | 0 | 0 | 0 | 0 | 0 | 0 | 0 | 0 | 0 | 0 | 0 | 0 | 0 | 0 | 0 | 0 | 0 | 0 | 0 | 0 | 0 | 0 | 0 | 0 | 0 | 0 | 0 | 0 | 0 | 0 | 0 | 0 | 0 | 0 | 0 | 0 | 0 | 0 | 0 | 0 | 0 | 0 | 0 | 0 | 0 | 0 | 0 | 0 | 0 | 0 | 0 | 0 | 0 | 0 | 0 | 0 | 0 | 0 | 0 | 0 | 0 | 0 | 0 | 0
0 | 0 | 0 | 0 | 0 | 0 | 0 | 0 | 0 | 0 | 0 | 0 | 0 | 0 | 0 | 0 | 0 | 0 | 0 | -11.78 | 11.78 | 0 | 0 | 0 | 0 | 0 | 0 | 0 | 0 | 0 | 0 | 0 | 0 | 0 | 0 | 0 | 0 | 0 | 0 | 0 | 0 | 0 | 0 | 0 | 0 | 0 | 0 | 0 | 0 | 0 | 0 | 0 | 0 | 0 | 0 | 0 | 0 | 0 | 0 | 0 | 0 | 0 | 0 | 0 | 0 | 0 | 0 | 0 | 0 | 0 | 0 | 0 | 0 | 0 | 0 | 0 | 0 | 0 | 0 | 0 | 0 | 0 | 0 | 0 | 0 | 0 | 0 | 0 | 0 | 0 | 0 | 0 | 0 | 0 | 0 | 0 | 0 | 0 | 0 | 0 | 0 | 0 | 0 | 0 | 0 | 0 | 0 | 0 | 0 | 0 | 0 | 0 | 0 | 0 | 0 | 0 | 0 | 0
0 | 0 | 0 | 0 | 0 | 0 | 0 | 0 | 0 | 0 | 0 | 0 | 0 | 0 | 0 | 0 | 0 | 0 | 0 | 0 | -10.31 | 10.31 | 0 | 0 | 0 | 0 | 0 | 0 | 0 | 0 | 0 | 0 | 0 | 0 | 0 | 0 | 0 | 0 | 0 | 0 | 0 | 0 | 0 | 0 | 0 | 0 | 0 | 0 | 0 | 0 | 0 | 0 | 0 | 0 | 0 | 0 | 0 | 0 | 0 | 0 | 0 | 0 | 0 | 0 | 0 | 0 | 0 | 0 | 0 | 0 | 0 | 0 | 0 | 0 | 0 | 0 | 0 | 0 | 0 | 0 | 0 | 0 | 0 | 0 | 0 | 0 | 0 | 0 | 0 | 0 | 0 | 0 | 0 | 0 | 0 | 0 | 0 | 0 | 0 | 0 | 0 | 0 | 0 | 0 | 0 | 0 | 0 | 0 | 0 | 0 | 0 | 0 | 0 | 0 | 0 | 0 | 0 | 0
0 | 0 | 0 | 0 | 0 | 0 | 0 | 0 | 0 | 0 | 0 | 0 | 0 | 0 | 0 | 0 | 0 | 0 | 0 | 0 | 0 | -6.29 | 6.29 | 0 | 0 | 0 | 0 | 0 | 0 | 0 | 0 | 0 | 0 | 0 | 0 | 0 | 0 | 0 | 0 | 0 | 0 | 0 | 0 | 0 | 0 | 0 | 0 | 0 | 0 | 0 | 0 | 0 | 0 | 0 | 0 | 0 | 0 | 0 | 0 | 0 | 0 | 0 | 0 | 0 | 0 | 0 | 0 | 0 | 0 | 0 | 0 | 0 | 0 | 0 | 0 | 0 | 0 | 0 | 0 | 0 | 0 | 0 | 0 | 0 | 0 | 0 | 0 | 0 | 0 | 0 | 0 | 0 | 0 | 0 | 0 | 0 | 0 | 0 | 0 | 0 | 0 | 0 | 0 | 0 | 0 | 0 | 0 | 0 | 0 | 0 | 0 | 0 | 0 | 0 | 0 | 0 | 0 | 0
0 | 0 | 0 | 0 | 0 | 0 | 0 | 0 | 0 | 0 | 0 | 0 | 0 | 0 | 0 | 0 | 0 | 0 | 0 | 0 | 0 | 0 | -20.33 | 20.33 | 0 | 0 | 0 | 0 | 0 | 0 | 0 | 0 | 0 | 0 | 0 | 0 | 0 | 0 | 0 | 0 | 0 | 0 | 0 | 0 | 0 | 0 | 0 | 0 | 0 | 0 | 0 | 0 | 0 | 0 | 0 | 0 | 0 | 0 | 0 | 0 | 0 | 0 | 0 | 0 | 0 | 0 | 0 | 0 | 0 | 0 | 0 | 0 | 0 | 0 | 0 | 0 | 0 | 0 | 0 | 0 | 0 | 0 | 0 | 0 | 0 | 0 | 0 | 0 | 0 | 0 | 0 | 0 | 0 | 0 | 0 | 0 | 0 | 0 | 0 | 0 | 0 | 0 | 0 | 0 | 0 | 0 | 0 | 0 | 0 | 0 | 0 | 0 | 0 | 0 | 0 | 0 | 0 | 0
0 | 0 | 0 | 0 | 0 | 0 | 0 | 0 | 0 | 0 | 0 | 0 | 0 | 0 | 0 | 0 | 0 | 0 | 0 | 0 | 0 | 0 | -12.5 | 0 | 12.5 | 0 | 0 | 0 | 0 | 0 | 0 | 0 | 0 | 0 | 0 | 0 | 0 | 0 | 0 | 0 | 0 | 0 | 0 | 0 | 0 | 0 | 0 | 0 | 0 | 0 | 0 | 0 | 0 | 0 | 0 | 0 | 0 | 0 | 0 | 0 | 0 | 0 | 0 | 0 | 0 | 0 | 0 | 0 | 0 | 0 | 0 | 0 | 0 | 0 | 0 | 0 | 0 | 0 | 0 | 0 | 0 | 0 | 0 | 0 | 0 | 0 | 0 | 0 | 0 | 0 | 0 | 0 | 0 | 0 | 0 | 0 | 0 | 0 | 0 | 0 | 0 | 0 | 0 | 0 | 0 | 0 | 0 | 0 | 0 | 0 | 0 | 0 | 0 | 0 | 0 | 0 | 0 | 0
0 | 0 | 0 | 0 | 0 | 0 | 0 | 0 | 0 | 0 | 0 | 0 | 0 | 0 | 0 | 0 | 0 | 0 | 0 | 0 | 0 | 0 | 0 | 0 | 26.18 | -26.18 | 0 | 0 | 0 | 0 | 0 | 0 | 0 | 0 | 0 | 0 | 0 | 0 | 0 | 0 | 0 | 0 | 0 | 0 | 0 | 0 | 0 | 0 | 0 | 0 | 0 | 0 | 0 | 0 | 0 | 0 | 0 | 0 | 0 | 0 | 0 | 0 | 0 | 0 | 0 | 0 | 0 | 0 | 0 | 0 | 0 | 0 | 0 | 0 | 0 | 0 | 0 | 0 | 0 | 0 | 0 | 0 | 0 | 0 | 0 | 0 | 0 | 0 | 0 | 0 | 0 | 0 | 0 | 0 | 0 | 0 | 0 | 0 | 0 | 0 | 0 | 0 | 0 | 0 | 0 | 0 | 0 | 0 | 0 | 0 | 0 | 0 | 0 | 0 | 0 | 0 | 0 | 0
0 | 0 | 0 | 0 | 0 | 0 | 0 | 0 | 0 | 0 | 0 | 0 | 0 | 0 | 0 | 0 | 0 | 0 | 0 | 0 | 0 | 0 | 0 | 0 | -6.13 | 0 | 6.13 | 0 | 0 | 0 | 0 | 0 | 0 | 0 | 0 | 0 | 0 | 0 | 0 | 0 | 0 | 0 | 0 | 0 | 0 | 0 | 0 | 0 | 0 | 0 | 0 | 0 | 0 | 0 | 0 | 0 | 0 | 0 | 0 | 0 | 0 | 0 | 0 | 0 | 0 | 0 | 0 | 0 | 0 | 0 | 0 | 0 | 0 | 0 | 0 | 0 | 0 | 0 | 0 | 0 | 0 | 0 | 0 | 0 | 0 | 0 | 0 | 0 | 0 | 0 | 0 | 0 | 0 | 0 | 0 | 0 | 0 | 0 | 0 | 0 | 0 | 0 | 0 | 0 | 0 | 0 | 0 | 0 | 0 | 0 | 0 | 0 | 0 | 0 | 0 | 0 | 0 | 0
0 | 0 | 0 | 0 | 0 | 0 | 0 | 0 | 0 | 0 | 0 | 0 | 0 | 0 | 0 | 0 | 0 | 0 | 0 | 0 | 0 | 0 | 0 | 0 | 0 | 0 | -11.7 | 11.7 | 0 | 0 | 0 | 0 | 0 | 0 | 0 | 0 | 0 | 0 | 0 | 0 | 0 | 0 | 0 | 0 | 0 | 0 | 0 | 0 | 0 | 0 | 0 | 0 | 0 | 0 | 0 | 0 | 0 | 0 | 0 | 0 | 0 | 0 | 0 | 0 | 0 | 0 | 0 | 0 | 0 | 0 | 0 | 0 | 0 | 0 | 0 | 0 | 0 | 0 | 0 | 0 | 0 | 0 | 0 | 0 | 0 | 0 | 0 | 0 | 0 | 0 | 0 | 0 | 0 | 0 | 0 | 0 | 0 | 0 | 0 | 0 | 0 | 0 | 0 | 0 | 0 | 0 | 0 | 0 | 0 | 0 | 0 | 0 | 0 | 0 | 0 | 0 | 0 | 0
0 | 0 | 0 | 0 | 0 | 0 | 0 | 0 | 0 | 0 | 0 | 0 | 0 | 0 | 0 | 0 | 0 | 0 | 0 | 0 | 0 | 0 | 0 | 0 | 0 | 0 | 0 | -10.6 | 10.6 | 0 | 0 | 0 | 0 | 0 | 0 | 0 | 0 | 0 | 0 | 0 | 0 | 0 | 0 | 0 | 0 | 0 | 0 | 0 | 0 | 0 | 0 | 0 | 0 | 0 | 0 | 0 | 0 | 0 | 0 | 0 | 0 | 0 | 0 | 0 | 0 | 0 | 0 | 0 | 0 | 0 | 0 | 0 | 0 | 0 | 0 | 0 | 0 | 0 | 0 | 0 | 0 | 0 | 0 | 0 | 0 | 0 | 0 | 0 | 0 | 0 | 0 | 0 | 0 | 0 | 0 | 0 | 0 | 0 | 0 | 0 | 0 | 0 | 0 | 0 | 0 | 0 | 0 | 0 | 0 | 0 | 0 | 0 | 0 | 0 | 0 | 0 | 0 | 0
0 | 0 | 0 | 0 | 0 | 0 | 0 | 0 | 0 | 0 | 0 | 0 | 0 | 0 | 0 | 0 | 25.77 | 0 | 0 | 0 | 0 | 0 | 0 | 0 | 0 | 0 | 0 | 0 | 0 | -25.77 | 0 | 0 | 0 | 0 | 0 | 0 | 0 | 0 | 0 | 0 | 0 | 0 | 0 | 0 | 0 | 0 | 0 | 0 | 0 | 0 | 0 | 0 | 0 | 0 | 0 | 0 | 0 | 0 | 0 | 0 | 0 | 0 | 0 | 0 | 0 | 0 | 0 | 0 | 0 | 0 | 0 | 0 | 0 | 0 | 0 | 0 | 0 | 0 | 0 | 0 | 0 | 0 | 0 | 0 | 0 | 0 | 0 | 0 | 0 | 0 | 0 | 0 | 0 | 0 | 0 | 0 | 0 | 0 | 0 | 0 | 0 | 0 | 0 | 0 | 0 | 0 | 0 | 0 | 0 | 0 | 0 | 0 | 0 | 0 | 0 | 0 | 0 | 0
0 | 0 | 0 | 0 | 0 | 0 | 0 | -19.84 | 0 | 0 | 0 | 0 | 0 | 0 | 0 | 0 | 0 | 0 | 0 | 0 | 0 | 0 | 0 | 0 | 0 | 0 | 0 | 0 | 0 | 19.84 | 0 | 0 | 0 | 0 | 0 | 0 | 0 | 0 | 0 | 0 | 0 | 0 | 0 | 0 | 0 | 0 | 0 | 0 | 0 | 0 | 0 | 0 | 0 | 0 | 0 | 0 | 0 | 0 | 0 | 0 | 0 | 0 | 0 | 0 | 0 | 0 | 0 | 0 | 0 | 0 | 0 | 0 | 0 | 0 | 0 | 0 | 0 | 0 | 0 | 0 | 0 | 0 | 0 | 0 | 0 | 0 | 0 | 0 | 0 | 0 | 0 | 0 | 0 | 0 | 0 | 0 | 0 | 0 | 0 | 0 | 0 | 0 | 0 | 0 | 0 | 0 | 0 | 0 | 0 | 0 | 0 | 0 | 0 | 0 | 0 | 0 | 0 | 0
0 | 0 | 0 | 0 | 0 | 0 | 0 | 0 | 0 | 0 | 0 | 0 | 0 | 0 | 0 | 0 | 0 | 0 | 0 | 0 | 0 | 0 | 0 | 0 | 0 | -11.63 | 0 | 0 | 0 | 11.63 | 0 | 0 | 0 | 0 | 0 | 0 | 0 | 0 | 0 | 0 | 0 | 0 | 0 | 0 | 0 | 0 | 0 | 0 | 0 | 0 | 0 | 0 | 0 | 0 | 0 | 0 | 0 | 0 | 0 | 0 | 0 | 0 | 0 | 0 | 0 | 0 | 0 | 0 | 0 | 0 | 0 | 0 | 0 | 0 | 0 | 0 | 0 | 0 | 0 | 0 | 0 | 0 | 0 | 0 | 0 | 0 | 0 | 0 | 0 | 0 | 0 | 0 | 0 | 0 | 0 | 0 | 0 | 0 | 0 | 0 | 0 | 0 | 0 | 0 | 0 | 0 | 0 | 0 | 0 | 0 | 0 | 0 | 0 | 0 | 0 | 0 | 0 | 0
0 | 0 | 0 | 0 | 0 | 0 | 0 | 0 | 0 | 0 | 0 | 0 | 0 | 0 | 0 | 0 | -6.4 | 0 | 0 | 0 | 0 | 0 | 0 | 0 | 0 | 0 | 0 | 0 | 0 | 0 | 6.4 | 0 | 0 | 0 | 0 | 0 | 0 | 0 | 0 | 0 | 0 | 0 | 0 | 0 | 0 | 0 | 0 | 0 | 0 | 0 | 0 | 0 | 0 | 0 | 0 | 0 | 0 | 0 | 0 | 0 | 0 | 0 | 0 | 0 | 0 | 0 | 0 | 0 | 0 | 0 | 0 | 0 | 0 | 0 | 0 | 0 | 0 | 0 | 0 | 0 | 0 | 0 | 0 | 0 | 0 | 0 | 0 | 0 | 0 | 0 | 0 | 0 | 0 | 0 | 0 | 0 | 0 | 0 | 0 | 0 | 0 | 0 | 0 | 0 | 0 | 0 | 0 | 0 | 0 | 0 | 0 | 0 | 0 | 0 | 0 | 0 | 0 | 0
0 | 0 | 0 | 0 | 0 | 0 | 0 | 0 | 0 | 0 | 0 | 0 | 0 | 0 | 0 | 0 | 0 | 0 | 0 | 0 | 0 | 0 | 0 | 0 | 0 | 0 | 0 | 0 | -30.21 | 0 | 30.21 | 0 | 0 | 0 | 0 | 0 | 0 | 0 | 0 | 0 | 0 | 0 | 0 | 0 | 0 | 0 | 0 | 0 | 0 | 0 | 0 | 0 | 0 | 0 | 0 | 0 | 0 | 0 | 0 | 0 | 0 | 0 | 0 | 0 | 0 | 0 | 0 | 0 | 0 | 0 | 0 | 0 | 0 | 0 | 0 | 0 | 0 | 0 | 0 | 0 | 0 | 0 | 0 | 0 | 0 | 0 | 0 | 0 | 0 | 0 | 0 | 0 | 0 | 0 | 0 | 0 | 0 | 0 | 0 | 0 | 0 | 0 | 0 | 0 | 0 | 0 | 0 | 0 | 0 | 0 | 0 | 0 | 0 | 0 | 0 | 0 | 0 | 0
0 | 0 | 0 | 0 | 0 | 0 | 0 | 0 | 0 | 0 | 0 | 0 | 0 | 0 | 0 | 0 | 0 | 0 | 0 | 0 | 0 | 0 | -8.67 | 0 | 0 | 0 | 0 | 0 | 0 | 0 | 0 | 8.67 | 0 | 0 | 0 | 0 | 0 | 0 | 0 | 0 | 0 | 0 | 0 | 0 | 0 | 0 | 0 | 0 | 0 | 0 | 0 | 0 | 0 | 0 | 0 | 0 | 0 | 0 | 0 | 0 | 0 | 0 | 0 | 0 | 0 | 0 | 0 | 0 | 0 | 0 | 0 | 0 | 0 | 0 | 0 | 0 | 0 | 0 | 0 | 0 | 0 | 0 | 0 | 0 | 0 | 0 | 0 | 0 | 0 | 0 | 0 | 0 | 0 | 0 | 0 | 0 | 0 | 0 | 0 | 0 | 0 | 0 | 0 | 0 | 0 | 0 | 0 | 0 | 0 | 0 | 0 | 0 | 0 | 0 | 0 | 0 | 0 | 0
0 | 0 | 0 | 0 | 0 | 0 | 0 | 0 | 0 | 0 | 0 | 0 | 0 | 0 | 0 | 0 | 0 | 0 | 0 | 0 | 0 | 0 | 0 | 0 | 0 | 0 | 0 | 0 | 0 | 0 | -10.15 | 10.15 | 0 | 0 | 0 | 0 | 0 | 0 | 0 | 0 | 0 | 0 | 0 | 0 | 0 | 0 | 0 | 0 | 0 | 0 | 0 | 0 | 0 | 0 | 0 | 0 | 0 | 0 | 0 | 0 | 0 | 0 | 0 | 0 | 0 | 0 | 0 | 0 | 0 | 0 | 0 | 0 | 0 | 0 | 0 | 0 | 0 | 0 | 0 | 0 | 0 | 0 | 0 | 0 | 0 | 0 | 0 | 0 | 0 | 0 | 0 | 0 | 0 | 0 | 0 | 0 | 0 | 0 | 0 | 0 | 0 | 0 | 0 | 0 | 0 | 0 | 0 | 0 | 0 | 0 | 0 | 0 | 0 | 0 | 0 | 0 | 0 | 0
0 | 0 | 0 | 0 | 0 | 0 | 0 | 0 | 0 | 0 | 0 | 0 | 0 | 0 | 0 | 0 | 0 | 0 | 0 | 0 | 0 | 0 | 0 | 0 | 0 | 0 | -13.25 | 0 | 0 | 0 | 0 | 13.25 | 0 | 0 | 0 | 0 | 0 | 0 | 0 | 0 | 0 | 0 | 0 | 0 | 0 | 0 | 0 | 0 | 0 | 0 | 0 | 0 | 0 | 0 | 0 | 0 | 0 | 0 | 0 | 0 | 0 | 0 | 0 | 0 | 0 | 0 | 0 | 0 | 0 | 0 | 0 | 0 | 0 | 0 | 0 | 0 | 0 | 0 | 0 | 0 | 0 | 0 | 0 | 0 | 0 | 0 | 0 | 0 | 0 | 0 | 0 | 0 | 0 | 0 | 0 | 0 | 0 | 0 | 0 | 0 | 0 | 0 | 0 | 0 | 0 | 0 | 0 | 0 | 0 | 0 | 0 | 0 | 0 | 0 | 0 | 0 | 0 | 0
0 | 0 | 0 | 0 | 0 | 0 | 0 | 0 | 0 | 0 | 0 | 0 | 0 | 0 | -8.04 | 0 | 0 | 0 | 0 | 0 | 0 | 0 | 0 | 0 | 0 | 0 | 0 | 0 | 0 | 0 | 0 | 0 | 8.04 | 0 | 0 | 0 | 0 | 0 | 0 | 0 | 0 | 0 | 0 | 0 | 0 | 0 | 0 | 0 | 0 | 0 | 0 | 0 | 0 | 0 | 0 | 0 | 0 | 0 | 0 | 0 | 0 | 0 | 0 | 0 | 0 | 0 | 0 | 0 | 0 | 0 | 0 | 0 | 0 | 0 | 0 | 0 | 0 | 0 | 0 | 0 | 0 | 0 | 0 | 0 | 0 | 0 | 0 | 0 | 0 | 0 | 0 | 0 | 0 | 0 | 0 | 0 | 0 | 0 | 0 | 0 | 0 | 0 | 0 | 0 | 0 | 0 | 0 | 0 | 0 | 0 | 0 | 0 | 0 | 0 | 0 | 0 | 0 | 0
0 | 0 | 0 | 0 | 0 | 0 | 0 | 0 | 0 | 0 | 0 | 0 | 0 | 0 | 0 | 0 | 0 | 0 | -4.05 | 0 | 0 | 0 | 0 | 0 | 0 | 0 | 0 | 0 | 0 | 0 | 0 | 0 | 0 | 4.05 | 0 | 0 | 0 | 0 | 0 | 0 | 0 | 0 | 0 | 0 | 0 | 0 | 0 | 0 | 0 | 0 | 0 | 0 | 0 | 0 | 0 | 0 | 0 | 0 | 0 | 0 | 0 | 0 | 0 | 0 | 0 | 0 | 0 | 0 | 0 | 0 | 0 | 0 | 0 | 0 | 0 | 0 | 0 | 0 | 0 | 0 | 0 | 0 | 0 | 0 | 0 | 0 | 0 | 0 | 0 | 0 | 0 | 0 | 0 | 0 | 0 | 0 | 0 | 0 | 0 | 0 | 0 | 0 | 0 | 0 | 0 | 0 | 0 | 0 | 0 | 0 | 0 | 0 | 0 | 0 | 0 | 0 | 0 | 0
0 | 0 | 0 | 0 | 0 | 0 | 0 | 0 | 0 | 0 | 0 | 0 | 0 | 0 | 0 | 0 | 0 | 0 | 0 | 0 | 0 | 0 | 0 | 0 | 0 | 0 | 0 | 0 | 0 | 0 | 0 | 0 | 0 | 0 | -98.04 | 98.04 | 0 | 0 | 0 | 0 | 0 | 0 | 0 | 0 | 0 | 0 | 0 | 0 | 0 | 0 | 0 | 0 | 0 | 0 | 0 | 0 | 0 | 0 | 0 | 0 | 0 | 0 | 0 | 0 | 0 | 0 | 0 | 0 | 0 | 0 | 0 | 0 | 0 | 0 | 0 | 0 | 0 | 0 | 0 | 0 | 0 | 0 | 0 | 0 | 0 | 0 | 0 | 0 | 0 | 0 | 0 | 0 | 0 | 0 | 0 | 0 | 0 | 0 | 0 | 0 | 0 | 0 | 0 | 0 | 0 | 0 | 0 | 0 | 0 | 0 | 0 | 0 | 0 | 0 | 0 | 0 | 0 | 0
0 | 0 | 0 | 0 | 0 | 0 | 0 | 0 | 0 | 0 | 0 | 0 | 0 | 0 | 0 | 0 | 0 | 0 | 0 | 0 | 0 | 0 | 0 | 0 | 0 | 0 | 0 | 0 | 0 | 0 | 0 | 0 | 0 | 0 | -20.12 | 0 | 20.12 | 0 | 0 | 0 | 0 | 0 | 0 | 0 | 0 | 0 | 0 | 0 | 0 | 0 | 0 | 0 | 0 | 0 | 0 | 0 | 0 | 0 | 0 | 0 | 0 | 0 | 0 | 0 | 0 | 0 | 0 | 0 | 0 | 0 | 0 | 0 | 0 | 0 | 0 | 0 | 0 | 0 | 0 | 0 | 0 | 0 | 0 | 0 | 0 | 0 | 0 | 0 | 0 | 0 | 0 | 0 | 0 | 0 | 0 | 0 | 0 | 0 | 0 | 0 | 0 | 0 | 0 | 0 | 0 | 0 | 0 | 0 | 0 | 0 | 0 | 0 | 0 | 0 | 0 | 0 | 0 | 0
0 | 0 | 0 | 0 | 0 | 0 | 0 | 0 | 0 | 0 | 0 | 0 | 0 | 0 | 0 | 0 | 0 | 0 | 0 | 0 | 0 | 0 | 0 | 0 | 0 | 0 | 0 | 0 | 0 | 0 | 0 | 0 | -7.04 | 0 | 0 | 0 | 7.04 | 0 | 0 | 0 | 0 | 0 | 0 | 0 | 0 | 0 | 0 | 0 | 0 | 0 | 0 | 0 | 0 | 0 | 0 | 0 | 0 | 0 | 0 | 0 | 0 | 0 | 0 | 0 | 0 | 0 | 0 | 0 | 0 | 0 | 0 | 0 | 0 | 0 | 0 | 0 | 0 | 0 | 0 | 0 | 0 | 0 | 0 | 0 | 0 | 0 | 0 | 0 | 0 | 0 | 0 | 0 | 0 | 0 | 0 | 0 | 0 | 0 | 0 | 0 | 0 | 0 | 0 | 0 | 0 | 0 | 0 | 0 | 0 | 0 | 0 | 0 | 0 | 0 | 0 | 0 | 0 | 0
0 | 0 | 0 | 0 | 0 | 0 | 0 | 0 | 0 | 0 | 0 | 0 | 0 | 0 | 0 | 0 | 0 | 0 | 0 | 0 | 0 | 0 | 0 | 0 | 0 | 0 | 0 | 0 | 0 | 0 | 0 | 0 | 0 | -37.31 | 0 | 37.31 | 0 | 0 | 0 | 0 | 0 | 0 | 0 | 0 | 0 | 0 | 0 | 0 | 0 | 0 | 0 | 0 | 0 | 0 | 0 | 0 | 0 | 0 | 0 | 0 | 0 | 0 | 0 | 0 | 0 | 0 | 0 | 0 | 0 | 0 | 0 | 0 | 0 | 0 | 0 | 0 | 0 | 0 | 0 | 0 | 0 | 0 | 0 | 0 | 0 | 0 | 0 | 0 | 0 | 0 | 0 | 0 | 0 | 0 | 0 | 0 | 0 | 0 | 0 | 0 | 0 | 0 | 0 | 0 | 0 | 0 | 0 | 0 | 0 | 0 | 0 | 0 | 0 | 0 | 0 | 0 | 0 | 0
0 | 0 | 0 | 0 | 0 | 0 | 0 | 0 | 0 | 0 | 0 | 0 | 0 | 0 | 0 | 0 | 0 | 0 | 0 | 0 | 0 | 0 | 0 | 0 | 0 | 0 | 0 | 0 | 0 | 0 | 0 | 0 | 0 | -106.38 | 0 | 0 | 106.38 | 0 | 0 | 0 | 0 | 0 | 0 | 0 | 0 | 0 | 0 | 0 | 0 | 0 | 0 | 0 | 0 | 0 | 0 | 0 | 0 | 0 | 0 | 0 | 0 | 0 | 0 | 0 | 0 | 0 | 0 | 0 | 0 | 0 | 0 | 0 | 0 | 0 | 0 | 0 | 0 | 0 | 0 | 0 | 0 | 0 | 0 | 0 | 0 | 0 | 0 | 0 | 0 | 0 | 0 | 0 | 0 | 0 | 0 | 0 | 0 | 0 | 0 | 0 | 0 | 0 | 0 | 0 | 0 | 0 | 0 | 0 | 0 | 0 | 0 | 0 | 0 | 0 | 0 | 0 | 0 | 0
0 | 0 | 0 | 0 | 0 | 0 | 0 | 0 | 0 | 0 | 0 | 0 | 0 | 0 | 0 | 0 | 0 | 0 | 0 | 0 | 0 | 0 | 0 | 0 | 0 | 0 | 0 | 0 | 0 | 0 | 0 | 0 | 0 | 0 | 0 | 0 | 26.67 | -26.67 | 0 | 0 | 0 | 0 | 0 | 0 | 0 | 0 | 0 | 0 | 0 | 0 | 0 | 0 | 0 | 0 | 0 | 0 | 0 | 0 | 0 | 0 | 0 | 0 | 0 | 0 | 0 | 0 | 0 | 0 | 0 | 0 | 0 | 0 | 0 | 0 | 0 | 0 | 0 | 0 | 0 | 0 | 0 | 0 | 0 | 0 | 0 | 0 | 0 | 0 | 0 | 0 | 0 | 0 | 0 | 0 | 0 | 0 | 0 | 0 | 0 | 0 | 0 | 0 | 0 | 0 | 0 | 0 | 0 | 0 | 0 | 0 | 0 | 0 | 0 | 0 | 0 | 0 | 0 | 0
0 | 0 | 0 | 0 | 0 | 0 | 0 | 0 | 0 | 0 | 0 | 0 | 0 | 0 | 0 | 0 | 0 | 0 | 0 | 0 | 0 | 0 | 0 | 0 | 0 | 0 | 0 | 0 | 0 | 0 | 0 | 0 | 0 | 0 | 0 | 0 | -9.43 | 0 | 9.43 | 0 | 0 | 0 | 0 | 0 | 0 | 0 | 0 | 0 | 0 | 0 | 0 | 0 | 0 | 0 | 0 | 0 | 0 | 0 | 0 | 0 | 0 | 0 | 0 | 0 | 0 | 0 | 0 | 0 | 0 | 0 | 0 | 0 | 0 | 0 | 0 | 0 | 0 | 0 | 0 | 0 | 0 | 0 | 0 | 0 | 0 | 0 | 0 | 0 | 0 | 0 | 0 | 0 | 0 | 0 | 0 | 0 | 0 | 0 | 0 | 0 | 0 | 0 | 0 | 0 | 0 | 0 | 0 | 0 | 0 | 0 | 0 | 0 | 0 | 0 | 0 | 0 | 0 | 0
0 | 0 | 0 | 0 | 0 | 0 | 0 | 0 | 0 | 0 | 0 | 0 | 0 | 0 | 0 | 0 | 0 | 0 | 0 | 0 | 0 | 0 | 0 | 0 | 0 | 0 | 0 | 0 | 0 | 0 | 0 | 0 | 0 | 0 | 0 | 0 | -5.95 | 0 | 0 | 5.95 | 0 | 0 | 0 | 0 | 0 | 0 | 0 | 0 | 0 | 0 | 0 | 0 | 0 | 0 | 0 | 0 | 0 | 0 | 0 | 0 | 0 | 0 | 0 | 0 | 0 | 0 | 0 | 0 | 0 | 0 | 0 | 0 | 0 | 0 | 0 | 0 | 0 | 0 | 0 | 0 | 0 | 0 | 0 | 0 | 0 | 0 | 0 | 0 | 0 | 0 | 0 | 0 | 0 | 0 | 0 | 0 | 0 | 0 | 0 | 0 | 0 | 0 | 0 | 0 | 0 | 0 | 0 | 0 | 0 | 0 | 0 | 0 | 0 | 0 | 0 | 0 | 0 | 0
0 | 0 | 0 | 0 | 0 | 0 | 0 | 0 | 0 | 0 | 0 | 0 | 0 | 0 | 0 | 0 | 0 | 0 | 0 | 0 | 0 | 0 | 0 | 0 | 0 | 0 | 0 | 0 | 0 | -18.52 | 0 | 0 | 0 | 0 | 0 | 0 | 0 | 18.52 | 0 | 0 | 0 | 0 | 0 | 0 | 0 | 0 | 0 | 0 | 0 | 0 | 0 | 0 | 0 | 0 | 0 | 0 | 0 | 0 | 0 | 0 | 0 | 0 | 0 | 0 | 0 | 0 | 0 | 0 | 0 | 0 | 0 | 0 | 0 | 0 | 0 | 0 | 0 | 0 | 0 | 0 | 0 | 0 | 0 | 0 | 0 | 0 | 0 | 0 | 0 | 0 | 0 | 0 | 0 | 0 | 0 | 0 | 0 | 0 | 0 | 0 | 0 | 0 | 0 | 0 | 0 | 0 | 0 | 0 | 0 | 0 | 0 | 0 | 0 | 0 | 0 | 0 | 0 | 0
0 | 0 | 0 | 0 | 0 | 0 | 0 | 0 | 0 | 0 | 0 | 0 | 0 | 0 | 0 | 0 | 0 | 0 | 0 | 0 | 0 | 0 | 0 | 0 | 0 | 0 | 0 | 0 | 0 | 0 | 0 | 0 | 0 | 0 | 0 | 0 | 0 | 0 | -16.53 | 16.53 | 0 | 0 | 0 | 0 | 0 | 0 | 0 | 0 | 0 | 0 | 0 | 0 | 0 | 0 | 0 | 0 | 0 | 0 | 0 | 0 | 0 | 0 | 0 | 0 | 0 | 0 | 0 | 0 | 0 | 0 | 0 | 0 | 0 | 0 | 0 | 0 | 0 | 0 | 0 | 0 | 0 | 0 | 0 | 0 | 0 | 0 | 0 | 0 | 0 | 0 | 0 | 0 | 0 | 0 | 0 | 0 | 0 | 0 | 0 | 0 | 0 | 0 | 0 | 0 | 0 | 0 | 0 | 0 | 0 | 0 | 0 | 0 | 0 | 0 | 0 | 0 | 0 | 0
0 | 0 | 0 | 0 | 0 | 0 | 0 | 0 | 0 | 0 | 0 | 0 | 0 | 0 | 0 | 0 | 0 | 0 | 0 | 0 | 0 | 0 | 0 | 0 | 0 | 0 | 0 | 0 | 0 | 0 | 0 | 0 | 0 | 0 | 0 | 0 | 0 | 0 | 0 | -20.53 | 20.53 | 0 | 0 | 0 | 0 | 0 | 0 | 0 | 0 | 0 | 0 | 0 | 0 | 0 | 0 | 0 | 0 | 0 | 0 | 0 | 0 | 0 | 0 | 0 | 0 | 0 | 0 | 0 | 0 | 0 | 0 | 0 | 0 | 0 | 0 | 0 | 0 | 0 | 0 | 0 | 0 | 0 | 0 | 0 | 0 | 0 | 0 | 0 | 0 | 0 | 0 | 0 | 0 | 0 | 0 | 0 | 0 | 0 | 0 | 0 | 0 | 0 | 0 | 0 | 0 | 0 | 0 | 0 | 0 | 0 | 0 | 0 | 0 | 0 | 0 | 0 | 0 | 0
0 | 0 | 0 | 0 | 0 | 0 | 0 | 0 | 0 | 0 | 0 | 0 | 0 | 0 | 0 | 0 | 0 | 0 | 0 | 0 | 0 | 0 | 0 | 0 | 0 | 0 | 0 | 0 | 0 | 0 | 0 | 0 | 0 | 0 | 0 | 0 | 0 | 0 | 0 | -5.46 | 0 | 5.46 | 0 | 0 | 0 | 0 | 0 | 0 | 0 | 0 | 0 | 0 | 0 | 0 | 0 | 0 | 0 | 0 | 0 | 0 | 0 | 0 | 0 | 0 | 0 | 0 | 0 | 0 | 0 | 0 | 0 | 0 | 0 | 0 | 0 | 0 | 0 | 0 | 0 | 0 | 0 | 0 | 0 | 0 | 0 | 0 | 0 | 0 | 0 | 0 | 0 | 0 | 0 | 0 | 0 | 0 | 0 | 0 | 0 | 0 | 0 | 0 | 0 | 0 | 0 | 0 | 0 | 0 | 0 | 0 | 0 | 0 | 0 | 0 | 0 | 0 | 0 | 0
0 | 0 | 0 | 0 | 0 | 0 | 0 | 0 | 0 | 0 | 0 | 0 | 0 | 0 | 0 | 0 | 0 | 0 | 0 | 0 | 0 | 0 | 0 | 0 | 0 | 0 | 0 | 0 | 0 | 0 | 0 | 0 | 0 | 0 | 0 | 0 | 0 | 0 | 0 | 0 | -7.41 | 7.41 | 0 | 0 | 0 | 0 | 0 | 0 | 0 | 0 | 0 | 0 | 0 | 0 | 0 | 0 | 0 | 0 | 0 | 0 | 0 | 0 | 0 | 0 | 0 | 0 | 0 | 0 | 0 | 0 | 0 | 0 | 0 | 0 | 0 | 0 | 0 | 0 | 0 | 0 | 0 | 0 | 0 | 0 | 0 | 0 | 0 | 0 | 0 | 0 | 0 | 0 | 0 | 0 | 0 | 0 | 0 | 0 | 0 | 0 | 0 | 0 | 0 | 0 | 0 | 0 | 0 | 0 | 0 | 0 | 0 | 0 | 0 | 0 | 0 | 0 | 0 | 0
0 | 0 | 0 | 0 | 0 | 0 | 0 | 0 | 0 | 0 | 0 | 0 | 0 | 0 | 0 | 0 | 0 | 0 | 0 | 0 | 0 | 0 | 0 | 0 | 0 | 0 | 0 | 0 | 0 | 0 | 0 | 0 | 0 | 0 | 0 | 0 | 0 | 0 | 0 | 0 | 0 | 0 | -4.07 | 4.07 | 0 | 0 | 0 | 0 | 0 | 0 | 0 | 0 | 0 | 0 | 0 | 0 | 0 | 0 | 0 | 0 | 0 | 0 | 0 | 0 | 0 | 0 | 0 | 0 | 0 | 0 | 0 | 0 | 0 | 0 | 0 | 0 | 0 | 0 | 0 | 0 | 0 | 0 | 0 | 0 | 0 | 0 | 0 | 0 | 0 | 0 | 0 | 0 | 0 | 0 | 0 | 0 | 0 | 0 | 0 | 0 | 0 | 0 | 0 | 0 | 0 | 0 | 0 | 0 | 0 | 0 | 0 | 0 | 0 | 0 | 0 | 0 | 0 | 0
0 | 0 | 0 | 0 | 0 | 0 | 0 | 0 | 0 | 0 | 0 | 0 | 0 | 0 | 0 | 0 | 0 | 0 | 0 | 0 | 0 | 0 | 0 | 0 | 0 | 0 | 0 | 0 | 0 | 0 | 0 | 0 | 0 | -5.95 | 0 | 0 | 0 | 0 | 0 | 0 | 0 | 0 | 5.95 | 0 | 0 | 0 | 0 | 0 | 0 | 0 | 0 | 0 | 0 | 0 | 0 | 0 | 0 | 0 | 0 | 0 | 0 | 0 | 0 | 0 | 0 | 0 | 0 | 0 | 0 | 0 | 0 | 0 | 0 | 0 | 0 | 0 | 0 | 0 | 0 | 0 | 0 | 0 | 0 | 0 | 0 | 0 | 0 | 0 | 0 | 0 | 0 | 0 | 0 | 0 | 0 | 0 | 0 | 0 | 0 | 0 | 0 | 0 | 0 | 0 | 0 | 0 | 0 | 0 | 0 | 0 | 0 | 0 | 0 | 0 | 0 | 0 | 0 | 0
0 | 0 | 0 | 0 | 0 | 0 | 0 | 0 | 0 | 0 | 0 | 0 | 0 | 0 | 0 | 0 | 0 | 0 | 0 | 0 | 0 | 0 | 0 | 0 | 0 | 0 | 0 | 0 | 0 | 0 | 0 | 0 | 0 | 0 | 0 | 0 | 0 | 0 | 0 | 0 | 0 | 0 | 0 | -11.1 | 11.1 | 0 | 0 | 0 | 0 | 0 | 0 | 0 | 0 | 0 | 0 | 0 | 0 | 0 | 0 | 0 | 0 | 0 | 0 | 0 | 0 | 0 | 0 | 0 | 0 | 0 | 0 | 0 | 0 | 0 | 0 | 0 | 0 | 0 | 0 | 0 | 0 | 0 | 0 | 0 | 0 | 0 | 0 | 0 | 0 | 0 | 0 | 0 | 0 | 0 | 0 | 0 | 0 | 0 | 0 | 0 | 0 | 0 | 0 | 0 | 0 | 0 | 0 | 0 | 0 | 0 | 0 | 0 | 0 | 0 | 0 | 0 | 0 | 0
0 | 0 | 0 | 0 | 0 | 0 | 0 | 0 | 0 | 0 | 0 | 0 | 0 | 0 | 0 | 0 | 0 | 0 | 0 | 0 | 0 | 0 | 0 | 0 | 0 | 0 | 0 | 0 | 0 | 0 | 0 | 0 | 0 | 0 | 0 | 0 | 0 | 0 | 0 | 0 | 0 | 0 | 0 | 0 | -7.37 | 7.37 | 0 | 0 | 0 | 0 | 0 | 0 | 0 | 0 | 0 | 0 | 0 | 0 | 0 | 0 | 0 | 0 | 0 | 0 | 0 | 0 | 0 | 0 | 0 | 0 | 0 | 0 | 0 | 0 | 0 | 0 | 0 | 0 | 0 | 0 | 0 | 0 | 0 | 0 | 0 | 0 | 0 | 0 | 0 | 0 | 0 | 0 | 0 | 0 | 0 | 0 | 0 | 0 | 0 | 0 | 0 | 0 | 0 | 0 | 0 | 0 | 0 | 0 | 0 | 0 | 0 | 0 | 0 | 0 | 0 | 0 | 0 | 0
0 | 0 | 0 | 0 | 0 | 0 | 0 | 0 | 0 | 0 | 0 | 0 | 0 | 0 | 0 | 0 | 0 | 0 | 0 | 0 | 0 | 0 | 0 | 0 | 0 | 0 | 0 | 0 | 0 | 0 | 0 | 0 | 0 | 0 | 0 | 0 | 0 | 0 | 0 | 0 | 0 | 0 | 0 | 0 | 0 | -7.87 | 7.87 | 0 | 0 | 0 | 0 | 0 | 0 | 0 | 0 | 0 | 0 | 0 | 0 | 0 | 0 | 0 | 0 | 0 | 0 | 0 | 0 | 0 | 0 | 0 | 0 | 0 | 0 | 0 | 0 | 0 | 0 | 0 | 0 | 0 | 0 | 0 | 0 | 0 | 0 | 0 | 0 | 0 | 0 | 0 | 0 | 0 | 0 | 0 | 0 | 0 | 0 | 0 | 0 | 0 | 0 | 0 | 0 | 0 | 0 | 0 | 0 | 0 | 0 | 0 | 0 | 0 | 0 | 0 | 0 | 0 | 0 | 0
0 | 0 | 0 | 0 | 0 | 0 | 0 | 0 | 0 | 0 | 0 | 0 | 0 | 0 | 0 | 0 | 0 | 0 | 0 | 0 | 0 | 0 | 0 | 0 | 0 | 0 | 0 | 0 | 0 | 0 | 0 | 0 | 0 | 0 | 0 | 0 | 0 | 0 | 0 | 0 | 0 | 0 | 0 | 0 | 0 | -5.29 | 0 | 5.29 | 0 | 0 | 0 | 0 | 0 | 0 | 0 | 0 | 0 | 0 | 0 | 0 | 0 | 0 | 0 | 0 | 0 | 0 | 0 | 0 | 0 | 0 | 0 | 0 | 0 | 0 | 0 | 0 | 0 | 0 | 0 | 0 | 0 | 0 | 0 | 0 | 0 | 0 | 0 | 0 | 0 | 0 | 0 | 0 | 0 | 0 | 0 | 0 | 0 | 0 | 0 | 0 | 0 | 0 | 0 | 0 | 0 | 0 | 0 | 0 | 0 | 0 | 0 | 0 | 0 | 0 | 0 | 0 | 0 | 0
0 | 0 | 0 | 0 | 0 | 0 | 0 | 0 | 0 | 0 | 0 | 0 | 0 | 0 | 0 | 0 | 0 | 0 | 0 | 0 | 0 | 0 | 0 | 0 | 0 | 0 | 0 | 0 | 0 | 0 | 0 | 0 | 0 | 0 | 0 | 0 | 0 | 0 | 0 | 0 | 0 | 0 | 0 | 0 | 0 | 0 | -16 | 0 | 16 | 0 | 0 | 0 | 0 | 0 | 0 | 0 | 0 | 0 | 0 | 0 | 0 | 0 | 0 | 0 | 0 | 0 | 0 | 0 | 0 | 0 | 0 | 0 | 0 | 0 | 0 | 0 | 0 | 0 | 0 | 0 | 0 | 0 | 0 | 0 | 0 | 0 | 0 | 0 | 0 | 0 | 0 | 0 | 0 | 0 | 0 | 0 | 0 | 0 | 0 | 0 | 0 | 0 | 0 | 0 | 0 | 0 | 0 | 0 | 0 | 0 | 0 | 0 | 0 | 0 | 0 | 0 | 0 | 0
0 | 0 | 0 | 0 | 0 | 0 | 0 | 0 | 0 | 0 | 0 | 0 | 0 | 0 | 0 | 0 | 0 | 0 | 0 | 0 | 0 | 0 | 0 | 0 | 0 | 0 | 0 | 0 | 0 | 0 | 0 | 0 | 0 | 0 | 0 | 0 | 0 | 0 | 0 | 0 | 0 | -3.1 | 0 | 0 | 0 | 0 | 0 | 0 | 3.1 | 0 | 0 | 0 | 0 | 0 | 0 | 0 | 0 | 0 | 0 | 0 | 0 | 0 | 0 | 0 | 0 | 0 | 0 | 0 | 0 | 0 | 0 | 0 | 0 | 0 | 0 | 0 | 0 | 0 | 0 | 0 | 0 | 0 | 0 | 0 | 0 | 0 | 0 | 0 | 0 | 0 | 0 | 0 | 0 | 0 | 0 | 0 | 0 | 0 | 0 | 0 | 0 | 0 | 0 | 0 | 0 | 0 | 0 | 0 | 0 | 0 | 0 | 0 | 0 | 0 | 0 | 0 | 0 | 0
0 | 0 | 0 | 0 | 0 | 0 | 0 | 0 | 0 | 0 | 0 | 0 | 0 | 0 | 0 | 0 | 0 | 0 | 0 | 0 | 0 | 0 | 0 | 0 | 0 | 0 | 0 | 0 | 0 | 0 | 0 | 0 | 0 | 0 | 0 | 0 | 0 | 0 | 0 | 0 | 0 | -3.1 | 0 | 0 | 0 | 0 | 0 | 0 | 3.1 | 0 | 0 | 0 | 0 | 0 | 0 | 0 | 0 | 0 | 0 | 0 | 0 | 0 | 0 | 0 | 0 | 0 | 0 | 0 | 0 | 0 | 0 | 0 | 0 | 0 | 0 | 0 | 0 | 0 | 0 | 0 | 0 | 0 | 0 | 0 | 0 | 0 | 0 | 0 | 0 | 0 | 0 | 0 | 0 | 0 | 0 | 0 | 0 | 0 | 0 | 0 | 0 | 0 | 0 | 0 | 0 | 0 | 0 | 0 | 0 | 0 | 0 | 0 | 0 | 0 | 0 | 0 | 0 | 0
0 | 0 | 0 | 0 | 0 | 0 | 0 | 0 | 0 | 0 | 0 | 0 | 0 | 0 | 0 | 0 | 0 | 0 | 0 | 0 | 0 | 0 | 0 | 0 | 0 | 0 | 0 | 0 | 0 | 0 | 0 | 0 | 0 | 0 | 0 | 0 | 0 | 0 | 0 | 0 | 0 | 0 | 0 | 0 | -5.38 | 0 | 0 | 0 | 5.38 | 0 | 0 | 0 | 0 | 0 | 0 | 0 | 0 | 0 | 0 | 0 | 0 | 0 | 0 | 0 | 0 | 0 | 0 | 0 | 0 | 0 | 0 | 0 | 0 | 0 | 0 | 0 | 0 | 0 | 0 | 0 | 0 | 0 | 0 | 0 | 0 | 0 | 0 | 0 | 0 | 0 | 0 | 0 | 0 | 0 | 0 | 0 | 0 | 0 | 0 | 0 | 0 | 0 | 0 | 0 | 0 | 0 | 0 | 0 | 0 | 0 | 0 | 0 | 0 | 0 | 0 | 0 | 0 | 0
0 | 0 | 0 | 0 | 0 | 0 | 0 | 0 | 0 | 0 | 0 | 0 | 0 | 0 | 0 | 0 | 0 | 0 | 0 | 0 | 0 | 0 | 0 | 0 | 0 | 0 | 0 | 0 | 0 | 0 | 0 | 0 | 0 | 0 | 0 | 0 | 0 | 0 | 0 | 0 | 0 | 0 | 0 | 0 | 0 | 0 | 0 | -19.8 | 19.8 | 0 | 0 | 0 | 0 | 0 | 0 | 0 | 0 | 0 | 0 | 0 | 0 | 0 | 0 | 0 | 0 | 0 | 0 | 0 | 0 | 0 | 0 | 0 | 0 | 0 | 0 | 0 | 0 | 0 | 0 | 0 | 0 | 0 | 0 | 0 | 0 | 0 | 0 | 0 | 0 | 0 | 0 | 0 | 0 | 0 | 0 | 0 | 0 | 0 | 0 | 0 | 0 | 0 | 0 | 0 | 0 | 0 | 0 | 0 | 0 | 0 | 0 | 0 | 0 | 0 | 0 | 0 | 0 | 0
0 | 0 | 0 | 0 | 0 | 0 | 0 | 0 | 0 | 0 | 0 | 0 | 0 | 0 | 0 | 0 | 0 | 0 | 0 | 0 | 0 | 0 | 0 | 0 | 0 | 0 | 0 | 0 | 0 | 0 | 0 | 0 | 0 | 0 | 0 | 0 | 0 | 0 | 0 | 0 | 0 | 0 | 0 | 0 | 0 | 0 | 0 | 0 | -13.3 | 13.3 | 0 | 0 | 0 | 0 | 0 | 0 | 0 | 0 | 0 | 0 | 0 | 0 | 0 | 0 | 0 | 0 | 0 | 0 | 0 | 0 | 0 | 0 | 0 | 0 | 0 | 0 | 0 | 0 | 0 | 0 | 0 | 0 | 0 | 0 | 0 | 0 | 0 | 0 | 0 | 0 | 0 | 0 | 0 | 0 | 0 | 0 | 0 | 0 | 0 | 0 | 0 | 0 | 0 | 0 | 0 | 0 | 0 | 0 | 0 | 0 | 0 | 0 | 0 | 0 | 0 | 0 | 0 | 0
0 | 0 | 0 | 0 | 0 | 0 | 0 | 0 | 0 | 0 | 0 | 0 | 0 | 0 | 0 | 0 | 0 | 0 | 0 | 0 | 0 | 0 | 0 | 0 | 0 | 0 | 0 | 0 | 0 | 0 | 0 | 0 | 0 | 0 | 0 | 0 | 0 | 0 | 0 | 0 | 0 | 0 | 0 | 0 | 0 | 0 | 0 | 0 | -7.3 | 0 | 7.3 | 0 | 0 | 0 | 0 | 0 | 0 | 0 | 0 | 0 | 0 | 0 | 0 | 0 | 0 | 0 | 0 | 0 | 0 | 0 | 0 | 0 | 0 | 0 | 0 | 0 | 0 | 0 | 0 | 0 | 0 | 0 | 0 | 0 | 0 | 0 | 0 | 0 | 0 | 0 | 0 | 0 | 0 | 0 | 0 | 0 | 0 | 0 | 0 | 0 | 0 | 0 | 0 | 0 | 0 | 0 | 0 | 0 | 0 | 0 | 0 | 0 | 0 | 0 | 0 | 0 | 0 | 0
0 | 0 | 0 | 0 | 0 | 0 | 0 | 0 | 0 | 0 | 0 | 0 | 0 | 0 | 0 | 0 | 0 | 0 | 0 | 0 | 0 | 0 | 0 | 0 | 0 | 0 | 0 | 0 | 0 | 0 | 0 | 0 | 0 | 0 | 0 | 0 | 0 | 0 | 0 | 0 | 0 | 0 | 0 | 0 | 0 | 0 | 0 | 0 | 0 | 0 | -17.01 | 17.01 | 0 | 0 | 0 | 0 | 0 | 0 | 0 | 0 | 0 | 0 | 0 | 0 | 0 | 0 | 0 | 0 | 0 | 0 | 0 | 0 | 0 | 0 | 0 | 0 | 0 | 0 | 0 | 0 | 0 | 0 | 0 | 0 | 0 | 0 | 0 | 0 | 0 | 0 | 0 | 0 | 0 | 0 | 0 | 0 | 0 | 0 | 0 | 0 | 0 | 0 | 0 | 0 | 0 | 0 | 0 | 0 | 0 | 0 | 0 | 0 | 0 | 0 | 0 | 0 | 0 | 0
0 | 0 | 0 | 0 | 0 | 0 | 0 | 0 | 0 | 0 | 0 | 0 | 0 | 0 | 0 | 0 | 0 | 0 | 0 | 0 | 0 | 0 | 0 | 0 | 0 | 0 | 0 | 0 | 0 | 0 | 0 | 0 | 0 | 0 | 0 | 0 | 0 | 0 | 0 | 0 | 0 | 0 | 0 | 0 | 0 | 0 | 0 | 0 | 0 | 0 | 0 | -6.12 | 6.12 | 0 | 0 | 0 | 0 | 0 | 0 | 0 | 0 | 0 | 0 | 0 | 0 | 0 | 0 | 0 | 0 | 0 | 0 | 0 | 0 | 0 | 0 | 0 | 0 | 0 | 0 | 0 | 0 | 0 | 0 | 0 | 0 | 0 | 0 | 0 | 0 | 0 | 0 | 0 | 0 | 0 | 0 | 0 | 0 | 0 | 0 | 0 | 0 | 0 | 0 | 0 | 0 | 0 | 0 | 0 | 0 | 0 | 0 | 0 | 0 | 0 | 0 | 0 | 0 | 0
0 | 0 | 0 | 0 | 0 | 0 | 0 | 0 | 0 | 0 | 0 | 0 | 0 | 0 | 0 | 0 | 0 | 0 | 0 | 0 | 0 | 0 | 0 | 0 | 0 | 0 | 0 | 0 | 0 | 0 | 0 | 0 | 0 | 0 | 0 | 0 | 0 | 0 | 0 | 0 | 0 | 0 | 0 | 0 | 0 | 0 | 0 | 0 | 0 | 0 | 0 | 0 | -8.2 | 8.2 | 0 | 0 | 0 | 0 | 0 | 0 | 0 | 0 | 0 | 0 | 0 | 0 | 0 | 0 | 0 | 0 | 0 | 0 | 0 | 0 | 0 | 0 | 0 | 0 | 0 | 0 | 0 | 0 | 0 | 0 | 0 | 0 | 0 | 0 | 0 | 0 | 0 | 0 | 0 | 0 | 0 | 0 | 0 | 0 | 0 | 0 | 0 | 0 | 0 | 0 | 0 | 0 | 0 | 0 | 0 | 0 | 0 | 0 | 0 | 0 | 0 | 0 | 0 | 0
0 | 0 | 0 | 0 | 0 | 0 | 0 | 0 | 0 | 0 | 0 | 0 | 0 | 0 | 0 | 0 | 0 | 0 | 0 | 0 | 0 | 0 | 0 | 0 | 0 | 0 | 0 | 0 | 0 | 0 | 0 | 0 | 0 | 0 | 0 | 0 | 0 | 0 | 0 | 0 | 0 | 0 | 0 | 0 | 0 | 0 | 0 | 0 | -3.46 | 0 | 0 | 0 | 0 | 3.46 | 0 | 0 | 0 | 0 | 0 | 0 | 0 | 0 | 0 | 0 | 0 | 0 | 0 | 0 | 0 | 0 | 0 | 0 | 0 | 0 | 0 | 0 | 0 | 0 | 0 | 0 | 0 | 0 | 0 | 0 | 0 | 0 | 0 | 0 | 0 | 0 | 0 | 0 | 0 | 0 | 0 | 0 | 0 | 0 | 0 | 0 | 0 | 0 | 0 | 0 | 0 | 0 | 0 | 0 | 0 | 0 | 0 | 0 | 0 | 0 | 0 | 0 | 0 | 0
0 | 0 | 0 | 0 | 0 | 0 | 0 | 0 | 0 | 0 | 0 | 0 | 0 | 0 | 0 | 0 | 0 | 0 | 0 | 0 | 0 | 0 | 0 | 0 | 0 | 0 | 0 | 0 | 0 | 0 | 0 | 0 | 0 | 0 | 0 | 0 | 0 | 0 | 0 | 0 | 0 | 0 | 0 | 0 | 0 | 0 | 0 | 0 | -3.44 | 0 | 0 | 0 | 0 | 3.44 | 0 | 0 | 0 | 0 | 0 | 0 | 0 | 0 | 0 | 0 | 0 | 0 | 0 | 0 | 0 | 0 | 0 | 0 | 0 | 0 | 0 | 0 | 0 | 0 | 0 | 0 | 0 | 0 | 0 | 0 | 0 | 0 | 0 | 0 | 0 | 0 | 0 | 0 | 0 | 0 | 0 | 0 | 0 | 0 | 0 | 0 | 0 | 0 | 0 | 0 | 0 | 0 | 0 | 0 | 0 | 0 | 0 | 0 | 0 | 0 | 0 | 0 | 0 | 0
0 | 0 | 0 | 0 | 0 | 0 | 0 | 0 | 0 | 0 | 0 | 0 | 0 | 0 | 0 | 0 | 0 | 0 | 0 | 0 | 0 | 0 | 0 | 0 | 0 | 0 | 0 | 0 | 0 | 0 | 0 | 0 | 0 | 0 | 0 | 0 | 0 | 0 | 0 | 0 | 0 | 0 | 0 | 0 | 0 | 0 | 0 | 0 | 0 | 0 | 0 | 0 | 0 | -14.14 | 14.14 | 0 | 0 | 0 | 0 | 0 | 0 | 0 | 0 | 0 | 0 | 0 | 0 | 0 | 0 | 0 | 0 | 0 | 0 | 0 | 0 | 0 | 0 | 0 | 0 | 0 | 0 | 0 | 0 | 0 | 0 | 0 | 0 | 0 | 0 | 0 | 0 | 0 | 0 | 0 | 0 | 0 | 0 | 0 | 0 | 0 | 0 | 0 | 0 | 0 | 0 | 0 | 0 | 0 | 0 | 0 | 0 | 0 | 0 | 0 | 0 | 0 | 0 | 0
0 | 0 | 0 | 0 | 0 | 0 | 0 | 0 | 0 | 0 | 0 | 0 | 0 | 0 | 0 | 0 | 0 | 0 | 0 | 0 | 0 | 0 | 0 | 0 | 0 | 0 | 0 | 0 | 0 | 0 | 0 | 0 | 0 | 0 | 0 | 0 | 0 | 0 | 0 | 0 | 0 | 0 | 0 | 0 | 0 | 0 | 0 | 0 | 0 | 0 | 0 | 0 | 0 | -104.71 | 0 | 104.71 | 0 | 0 | 0 | 0 | 0 | 0 | 0 | 0 | 0 | 0 | 0 | 0 | 0 | 0 | 0 | 0 | 0 | 0 | 0 | 0 | 0 | 0 | 0 | 0 | 0 | 0 | 0 | 0 | 0 | 0 | 0 | 0 | 0 | 0 | 0 | 0 | 0 | 0 | 0 | 0 | 0 | 0 | 0 | 0 | 0 | 0 | 0 | 0 | 0 | 0 | 0 | 0 | 0 | 0 | 0 | 0 | 0 | 0 | 0 | 0 | 0 | 0
0 | 0 | 0 | 0 | 0 | 0 | 0 | 0 | 0 | 0 | 0 | 0 | 0 | 0 | 0 | 0 | 0 | 0 | 0 | 0 | 0 | 0 | 0 | 0 | 0 | 0 | 0 | 0 | 0 | 0 | 0 | 0 | 0 | 0 | 0 | 0 | 0 | 0 | 0 | 0 | 0 | 0 | 0 | 0 | 0 | 0 | 0 | 0 | 0 | 0 | 0 | 0 | 0 | 0 | -66.23 | 66.23 | 0 | 0 | 0 | 0 | 0 | 0 | 0 | 0 | 0 | 0 | 0 | 0 | 0 | 0 | 0 | 0 | 0 | 0 | 0 | 0 | 0 | 0 | 0 | 0 | 0 | 0 | 0 | 0 | 0 | 0 | 0 | 0 | 0 | 0 | 0 | 0 | 0 | 0 | 0 | 0 | 0 | 0 | 0 | 0 | 0 | 0 | 0 | 0 | 0 | 0 | 0 | 0 | 0 | 0 | 0 | 0 | 0 | 0 | 0 | 0 | 0 | 0
0 | 0 | 0 | 0 | 0 | 0 | 0 | 0 | 0 | 0 | 0 | 0 | 0 | 0 | 0 | 0 | 0 | 0 | 0 | 0 | 0 | 0 | 0 | 0 | 0 | 0 | 0 | 0 | 0 | 0 | 0 | 0 | 0 | 0 | 0 | 0 | 0 | 0 | 0 | 0 | 0 | 0 | 0 | 0 | 0 | 0 | 0 | 0 | 0 | 0 | 0 | 0 | 0 | 0 | 0 | -10.35 | 10.35 | 0 | 0 | 0 | 0 | 0 | 0 | 0 | 0 | 0 | 0 | 0 | 0 | 0 | 0 | 0 | 0 | 0 | 0 | 0 | 0 | 0 | 0 | 0 | 0 | 0 | 0 | 0 | 0 | 0 | 0 | 0 | 0 | 0 | 0 | 0 | 0 | 0 | 0 | 0 | 0 | 0 | 0 | 0 | 0 | 0 | 0 | 0 | 0 | 0 | 0 | 0 | 0 | 0 | 0 | 0 | 0 | 0 | 0 | 0 | 0 | 0
0 | 0 | 0 | 0 | 0 | 0 | 0 | 0 | 0 | 0 | 0 | 0 | 0 | 0 | 0 | 0 | 0 | 0 | 0 | 0 | 0 | 0 | 0 | 0 | 0 | 0 | 0 | 0 | 0 | 0 | 0 | 0 | 0 | 0 | 0 | 0 | 0 | 0 | 0 | 0 | 0 | 0 | 0 | 0 | 0 | 0 | 0 | 0 | 0 | -7.46 | 0 | 0 | 0 | 0 | 0 | 0 | 7.46 | 0 | 0 | 0 | 0 | 0 | 0 | 0 | 0 | 0 | 0 | 0 | 0 | 0 | 0 | 0 | 0 | 0 | 0 | 0 | 0 | 0 | 0 | 0 | 0 | 0 | 0 | 0 | 0 | 0 | 0 | 0 | 0 | 0 | 0 | 0 | 0 | 0 | 0 | 0 | 0 | 0 | 0 | 0 | 0 | 0 | 0 | 0 | 0 | 0 | 0 | 0 | 0 | 0 | 0 | 0 | 0 | 0 | 0 | 0 | 0 | 0
0 | 0 | 0 | 0 | 0 | 0 | 0 | 0 | 0 | 0 | 0 | 0 | 0 | 0 | 0 | 0 | 0 | 0 | 0 | 0 | 0 | 0 | 0 | 0 | 0 | 0 | 0 | 0 | 0 | 0 | 0 | 0 | 0 | 0 | 0 | 0 | 0 | 0 | 0 | 0 | 0 | 0 | 0 | 0 | 0 | 0 | 0 | 0 | 0 | 0 | 0 | 0 | 0 | 0 | 0 | -10.35 | 0 | 10.35 | 0 | 0 | 0 | 0 | 0 | 0 | 0 | 0 | 0 | 0 | 0 | 0 | 0 | 0 | 0 | 0 | 0 | 0 | 0 | 0 | 0 | 0 | 0 | 0 | 0 | 0 | 0 | 0 | 0 | 0 | 0 | 0 | 0 | 0 | 0 | 0 | 0 | 0 | 0 | 0 | 0 | 0 | 0 | 0 | 0 | 0 | 0 | 0 | 0 | 0 | 0 | 0 | 0 | 0 | 0 | 0 | 0 | 0 | 0 | 0
0 | 0 | 0 | 0 | 0 | 0 | 0 | 0 | 0 | 0 | 0 | 0 | 0 | 0 | 0 | 0 | 0 | 0 | 0 | 0 | 0 | 0 | 0 | 0 | 0 | 0 | 0 | 0 | 0 | 0 | 0 | 0 | 0 | 0 | 0 | 0 | 0 | 0 | 0 | 0 | 0 | 0 | 0 | 0 | 0 | 0 | 0 | 0 | 0 | 0 | -13.91 | 0 | 0 | 0 | 0 | 0 | 0 | 13.91 | 0 | 0 | 0 | 0 | 0 | 0 | 0 | 0 | 0 | 0 | 0 | 0 | 0 | 0 | 0 | 0 | 0 | 0 | 0 | 0 | 0 | 0 | 0 | 0 | 0 | 0 | 0 | 0 | 0 | 0 | 0 | 0 | 0 | 0 | 0 | 0 | 0 | 0 | 0 | 0 | 0 | 0 | 0 | 0 | 0 | 0 | 0 | 0 | 0 | 0 | 0 | 0 | 0 | 0 | 0 | 0 | 0 | 0 | 0 | 0
0 | 0 | 0 | 0 | 0 | 0 | 0 | 0 | 0 | 0 | 0 | 0 | 0 | 0 | 0 | 0 | 0 | 0 | 0 | 0 | 0 | 0 | 0 | 0 | 0 | 0 | 0 | 0 | 0 | 0 | 0 | 0 | 0 | 0 | 0 | 0 | 0 | 0 | 0 | 0 | 0 | 0 | 0 | 0 | 0 | 0 | 0 | 0 | 0 | 0 | 0 | 0 | 0 | -4.36 | 0 | 0 | 0 | 0 | 4.36 | 0 | 0 | 0 | 0 | 0 | 0 | 0 | 0 | 0 | 0 | 0 | 0 | 0 | 0 | 0 | 0 | 0 | 0 | 0 | 0 | 0 | 0 | 0 | 0 | 0 | 0 | 0 | 0 | 0 | 0 | 0 | 0 | 0 | 0 | 0 | 0 | 0 | 0 | 0 | 0 | 0 | 0 | 0 | 0 | 0 | 0 | 0 | 0 | 0 | 0 | 0 | 0 | 0 | 0 | 0 | 0 | 0 | 0 | 0
0 | 0 | 0 | 0 | 0 | 0 | 0 | 0 | 0 | 0 | 0 | 0 | 0 | 0 | 0 | 0 | 0 | 0 | 0 | 0 | 0 | 0 | 0 | 0 | 0 | 0 | 0 | 0 | 0 | 0 | 0 | 0 | 0 | 0 | 0 | 0 | 0 | 0 | 0 | 0 | 0 | 0 | 0 | 0 | 0 | 0 | 0 | 0 | 0 | 0 | 0 | 0 | 0 | 0 | 0 | -3.98 | 0 | 0 | 3.98 | 0 | 0 | 0 | 0 | 0 | 0 | 0 | 0 | 0 | 0 | 0 | 0 | 0 | 0 | 0 | 0 | 0 | 0 | 0 | 0 | 0 | 0 | 0 | 0 | 0 | 0 | 0 | 0 | 0 | 0 | 0 | 0 | 0 | 0 | 0 | 0 | 0 | 0 | 0 | 0 | 0 | 0 | 0 | 0 | 0 | 0 | 0 | 0 | 0 | 0 | 0 | 0 | 0 | 0 | 0 | 0 | 0 | 0 | 0
0 | 0 | 0 | 0 | 0 | 0 | 0 | 0 | 0 | 0 | 0 | 0 | 0 | 0 | 0 | 0 | 0 | 0 | 0 | 0 | 0 | 0 | 0 | 0 | 0 | 0 | 0 | 0 | 0 | 0 | 0 | 0 | 0 | 0 | 0 | 0 | 0 | 0 | 0 | 0 | 0 | 0 | 0 | 0 | 0 | 0 | 0 | 0 | 0 | 0 | 0 | 0 | 0 | 0 | 0 | -4.18 | 0 | 0 | 4.18 | 0 | 0 | 0 | 0 | 0 | 0 | 0 | 0 | 0 | 0 | 0 | 0 | 0 | 0 | 0 | 0 | 0 | 0 | 0 | 0 | 0 | 0 | 0 | 0 | 0 | 0 | 0 | 0 | 0 | 0 | 0 | 0 | 0 | 0 | 0 | 0 | 0 | 0 | 0 | 0 | 0 | 0 | 0 | 0 | 0 | 0 | 0 | 0 | 0 | 0 | 0 | 0 | 0 | 0 | 0 | 0 | 0 | 0 | 0
0 | 0 | 0 | 0 | 0 | 0 | 0 | 0 | 0 | 0 | 0 | 0 | 0 | 0 | 0 | 0 | 0 | 0 | 0 | 0 | 0 | 0 | 0 | 0 | 0 | 0 | 0 | 0 | 0 | 0 | 0 | 0 | 0 | 0 | 0 | 0 | 0 | 0 | 0 | 0 | 0 | 0 | 0 | 0 | 0 | 0 | 0 | 0 | 0 | 0 | 0 | 0 | 0 | 0 | -4.63 | 0 | 0 | 0 | 4.63 | 0 | 0 | 0 | 0 | 0 | 0 | 0 | 0 | 0 | 0 | 0 | 0 | 0 | 0 | 0 | 0 | 0 | 0 | 0 | 0 | 0 | 0 | 0 | 0 | 0 | 0 | 0 | 0 | 0 | 0 | 0 | 0 | 0 | 0 | 0 | 0 | 0 | 0 | 0 | 0 | 0 | 0 | 0 | 0 | 0 | 0 | 0 | 0 | 0 | 0 | 0 | 0 | 0 | 0 | 0 | 0 | 0 | 0 | 0
0 | 0 | 0 | 0 | 0 | 0 | 0 | 0 | 0 | 0 | 0 | 0 | 0 | 0 | 0 | 0 | 0 | 0 | 0 | 0 | 0 | 0 | 0 | 0 | 0 | 0 | 0 | 0 | 0 | 0 | 0 | 0 | 0 | 0 | 0 | 0 | 0 | 0 | 0 | 0 | 0 | 0 | 0 | 0 | 0 | 0 | 0 | 0 | 0 | 0 | 0 | 0 | 0 | 0 | 0 | 0 | 0 | 0 | -6.9 | 6.9 | 0 | 0 | 0 | 0 | 0 | 0 | 0 | 0 | 0 | 0 | 0 | 0 | 0 | 0 | 0 | 0 | 0 | 0 | 0 | 0 | 0 | 0 | 0 | 0 | 0 | 0 | 0 | 0 | 0 | 0 | 0 | 0 | 0 | 0 | 0 | 0 | 0 | 0 | 0 | 0 | 0 | 0 | 0 | 0 | 0 | 0 | 0 | 0 | 0 | 0 | 0 | 0 | 0 | 0 | 0 | 0 | 0 | 0
0 | 0 | 0 | 0 | 0 | 0 | 0 | 0 | 0 | 0 | 0 | 0 | 0 | 0 | 0 | 0 | 0 | 0 | 0 | 0 | 0 | 0 | 0 | 0 | 0 | 0 | 0 | 0 | 0 | 0 | 0 | 0 | 0 | 0 | 0 | 0 | 0 | 0 | 0 | 0 | 0 | 0 | 0 | 0 | 0 | 0 | 0 | 0 | 0 | 0 | 0 | 0 | 0 | 0 | 0 | 0 | 0 | 0 | -6.67 | 0 | 6.67 | 0 | 0 | 0 | 0 | 0 | 0 | 0 | 0 | 0 | 0 | 0 | 0 | 0 | 0 | 0 | 0 | 0 | 0 | 0 | 0 | 0 | 0 | 0 | 0 | 0 | 0 | 0 | 0 | 0 | 0 | 0 | 0 | 0 | 0 | 0 | 0 | 0 | 0 | 0 | 0 | 0 | 0 | 0 | 0 | 0 | 0 | 0 | 0 | 0 | 0 | 0 | 0 | 0 | 0 | 0 | 0 | 0
0 | 0 | 0 | 0 | 0 | 0 | 0 | 0 | 0 | 0 | 0 | 0 | 0 | 0 | 0 | 0 | 0 | 0 | 0 | 0 | 0 | 0 | 0 | 0 | 0 | 0 | 0 | 0 | 0 | 0 | 0 | 0 | 0 | 0 | 0 | 0 | 0 | 0 | 0 | 0 | 0 | 0 | 0 | 0 | 0 | 0 | 0 | 0 | 0 | 0 | 0 | 0 | 0 | 0 | 0 | 0 | 0 | 0 | 0 | -74.07 | 74.07 | 0 | 0 | 0 | 0 | 0 | 0 | 0 | 0 | 0 | 0 | 0 | 0 | 0 | 0 | 0 | 0 | 0 | 0 | 0 | 0 | 0 | 0 | 0 | 0 | 0 | 0 | 0 | 0 | 0 | 0 | 0 | 0 | 0 | 0 | 0 | 0 | 0 | 0 | 0 | 0 | 0 | 0 | 0 | 0 | 0 | 0 | 0 | 0 | 0 | 0 | 0 | 0 | 0 | 0 | 0 | 0 | 0
0 | 0 | 0 | 0 | 0 | 0 | 0 | 0 | 0 | 0 | 0 | 0 | 0 | 0 | 0 | 0 | 0 | 0 | 0 | 0 | 0 | 0 | 0 | 0 | 0 | 0 | 0 | 0 | 0 | 0 | 0 | 0 | 0 | 0 | 0 | 0 | 0 | 0 | 0 | 0 | 0 | 0 | 0 | 0 | 0 | 0 | 0 | 0 | 0 | 0 | 0 | 0 | 0 | 0 | 0 | 0 | 0 | 0 | 0 | -17.83 | 0 | 17.83 | 0 | 0 | 0 | 0 | 0 | 0 | 0 | 0 | 0 | 0 | 0 | 0 | 0 | 0 | 0 | 0 | 0 | 0 | 0 | 0 | 0 | 0 | 0 | 0 | 0 | 0 | 0 | 0 | 0 | 0 | 0 | 0 | 0 | 0 | 0 | 0 | 0 | 0 | 0 | 0 | 0 | 0 | 0 | 0 | 0 | 0 | 0 | 0 | 0 | 0 | 0 | 0 | 0 | 0 | 0 | 0
0 | 0 | 0 | 0 | 0 | 0 | 0 | 0 | 0 | 0 | 0 | 0 | 0 | 0 | 0 | 0 | 0 | 0 | 0 | 0 | 0 | 0 | 0 | 0 | 0 | 0 | 0 | 0 | 0 | 0 | 0 | 0 | 0 | 0 | 0 | 0 | 0 | 0 | 0 | 0 | 0 | 0 | 0 | 0 | 0 | 0 | 0 | 0 | 0 | 0 | 0 | 0 | 0 | 0 | 0 | 0 | 0 | 0 | 0 | 0 | -26.6 | 26.6 | 0 | 0 | 0 | 0 | 0 | 0 | 0 | 0 | 0 | 0 | 0 | 0 | 0 | 0 | 0 | 0 | 0 | 0 | 0 | 0 | 0 | 0 | 0 | 0 | 0 | 0 | 0 | 0 | 0 | 0 | 0 | 0 | 0 | 0 | 0 | 0 | 0 | 0 | 0 | 0 | 0 | 0 | 0 | 0 | 0 | 0 | 0 | 0 | 0 | 0 | 0 | 0 | 0 | 0 | 0 | 0
0 | 0 | 0 | 0 | 0 | 0 | 0 | 0 | 0 | 0 | 0 | 0 | 0 | 0 | 0 | 0 | 0 | 0 | 0 | 0 | 0 | 0 | 0 | 0 | 0 | 0 | 0 | 0 | 0 | 0 | 0 | 0 | 0 | 0 | 0 | 0 | 0 | 0 | 0 | 0 | 0 | 0 | 0 | 0 | 0 | 0 | 0 | 0 | 0 | 0 | 0 | 0 | 0 | 0 | 0 | 0 | 0 | 0 | 25.91 | 0 | 0 | 0 | -25.91 | 0 | 0 | 0 | 0 | 0 | 0 | 0 | 0 | 0 | 0 | 0 | 0 | 0 | 0 | 0 | 0 | 0 | 0 | 0 | 0 | 0 | 0 | 0 | 0 | 0 | 0 | 0 | 0 | 0 | 0 | 0 | 0 | 0 | 0 | 0 | 0 | 0 | 0 | 0 | 0 | 0 | 0 | 0 | 0 | 0 | 0 | 0 | 0 | 0 | 0 | 0 | 0 | 0 | 0 | 0
0 | 0 | 0 | 0 | 0 | 0 | 0 | 0 | 0 | 0 | 0 | 0 | 0 | 0 | 0 | 0 | 0 | 0 | 0 | 0 | 0 | 0 | 0 | 0 | 0 | 0 | 0 | 0 | 0 | 0 | 0 | 0 | 0 | 0 | 0 | 0 | 0 | 0 | 0 | 0 | 0 | 0 | 0 | 0 | 0 | 0 | 0 | 0 | 0 | 0 | 0 | 0 | 0 | 0 | 0 | 0 | 0 | 0 | 0 | 0 | 0 | 0 | -50 | 50 | 0 | 0 | 0 | 0 | 0 | 0 | 0 | 0 | 0 | 0 | 0 | 0 | 0 | 0 | 0 | 0 | 0 | 0 | 0 | 0 | 0 | 0 | 0 | 0 | 0 | 0 | 0 | 0 | 0 | 0 | 0 | 0 | 0 | 0 | 0 | 0 | 0 | 0 | 0 | 0 | 0 | 0 | 0 | 0 | 0 | 0 | 0 | 0 | 0 | 0 | 0 | 0 | 0 | 0
0 | 0 | 0 | 0 | 0 | 0 | 0 | 0 | 0 | 0 | 0 | 0 | 0 | 0 | 0 | 0 | 0 | 0 | 0 | 0 | 0 | 0 | 0 | 0 | 0 | 0 | 0 | 0 | 0 | 0 | 0 | 0 | 0 | 0 | 0 | 0 | 0 | 0 | 0 | 0 | 0 | 0 | 0 | 0 | 0 | 0 | 0 | 0 | 0 | 0 | 0 | 0 | 0 | 0 | 0 | 0 | 0 | 0 | 0 | 0 | 37.31 | 0 | 0 | -37.31 | 0 | 0 | 0 | 0 | 0 | 0 | 0 | 0 | 0 | 0 | 0 | 0 | 0 | 0 | 0 | 0 | 0 | 0 | 0 | 0 | 0 | 0 | 0 | 0 | 0 | 0 | 0 | 0 | 0 | 0 | 0 | 0 | 0 | 0 | 0 | 0 | 0 | 0 | 0 | 0 | 0 | 0 | 0 | 0 | 0 | 0 | 0 | 0 | 0 | 0 | 0 | 0 | 0 | 0
0 | 0 | 0 | 0 | 0 | 0 | 0 | 0 | 0 | 0 | 0 | 0 | 0 | 0 | 0 | 0 | 0 | 0 | 0 | 0 | 0 | 0 | 0 | 0 | 0 | 0 | 0 | 0 | 0 | 0 | 0 | 0 | 0 | 0 | 0 | 0 | 0 | -10.14 | 0 | 0 | 0 | 0 | 0 | 0 | 0 | 0 | 0 | 0 | 0 | 0 | 0 | 0 | 0 | 0 | 0 | 0 | 0 | 0 | 0 | 0 | 0 | 0 | 0 | 0 | 10.14 | 0 | 0 | 0 | 0 | 0 | 0 | 0 | 0 | 0 | 0 | 0 | 0 | 0 | 0 | 0 | 0 | 0 | 0 | 0 | 0 | 0 | 0 | 0 | 0 | 0 | 0 | 0 | 0 | 0 | 0 | 0 | 0 | 0 | 0 | 0 | 0 | 0 | 0 | 0 | 0 | 0 | 0 | 0 | 0 | 0 | 0 | 0 | 0 | 0 | 0 | 0 | 0 | 0
0 | 0 | 0 | 0 | 0 | 0 | 0 | 0 | 0 | 0 | 0 | 0 | 0 | 0 | 0 | 0 | 0 | 0 | 0 | 0 | 0 | 0 | 0 | 0 | 0 | 0 | 0 | 0 | 0 | 0 | 0 | 0 | 0 | 0 | 0 | 0 | 0 | 0 | 0 | 0 | 0 | 0 | 0 | 0 | 0 | 0 | 0 | 0 | 0 | 0 | 0 | 0 | 0 | 0 | 0 | 0 | 0 | 0 | 0 | 0 | 0 | 0 | 0 | -33.11 | 33.11 | 0 | 0 | 0 | 0 | 0 | 0 | 0 | 0 | 0 | 0 | 0 | 0 | 0 | 0 | 0 | 0 | 0 | 0 | 0 | 0 | 0 | 0 | 0 | 0 | 0 | 0 | 0 | 0 | 0 | 0 | 0 | 0 | 0 | 0 | 0 | 0 | 0 | 0 | 0 | 0 | 0 | 0 | 0 | 0 | 0 | 0 | 0 | 0 | 0 | 0 | 0 | 0 | 0
0 | 0 | 0 | 0 | 0 | 0 | 0 | 0 | 0 | 0 | 0 | 0 | 0 | 0 | 0 | 0 | 0 | 0 | 0 | 0 | 0 | 0 | 0 | 0 | 0 | 0 | 0 | 0 | 0 | 0 | 0 | 0 | 0 | 0 | 0 | 0 | 0 | 0 | 0 | 0 | 0 | 0 | 0 | 0 | 0 | 0 | 0 | 0 | -10.88 | 0 | 0 | 0 | 0 | 0 | 0 | 0 | 0 | 0 | 0 | 0 | 0 | 0 | 0 | 0 | 0 | 10.88 | 0 | 0 | 0 | 0 | 0 | 0 | 0 | 0 | 0 | 0 | 0 | 0 | 0 | 0 | 0 | 0 | 0 | 0 | 0 | 0 | 0 | 0 | 0 | 0 | 0 | 0 | 0 | 0 | 0 | 0 | 0 | 0 | 0 | 0 | 0 | 0 | 0 | 0 | 0 | 0 | 0 | 0 | 0 | 0 | 0 | 0 | 0 | 0 | 0 | 0 | 0 | 0
0 | 0 | 0 | 0 | 0 | 0 | 0 | 0 | 0 | 0 | 0 | 0 | 0 | 0 | 0 | 0 | 0 | 0 | 0 | 0 | 0 | 0 | 0 | 0 | 0 | 0 | 0 | 0 | 0 | 0 | 0 | 0 | 0 | 0 | 0 | 0 | 0 | 0 | 0 | 0 | 0 | 0 | 0 | 0 | 0 | 0 | 0 | 0 | -10.88 | 0 | 0 | 0 | 0 | 0 | 0 | 0 | 0 | 0 | 0 | 0 | 0 | 0 | 0 | 0 | 0 | 10.88 | 0 | 0 | 0 | 0 | 0 | 0 | 0 | 0 | 0 | 0 | 0 | 0 | 0 | 0 | 0 | 0 | 0 | 0 | 0 | 0 | 0 | 0 | 0 | 0 | 0 | 0 | 0 | 0 | 0 | 0 | 0 | 0 | 0 | 0 | 0 | 0 | 0 | 0 | 0 | 0 | 0 | 0 | 0 | 0 | 0 | 0 | 0 | 0 | 0 | 0 | 0 | 0
0 | 0 | 0 | 0 | 0 | 0 | 0 | 0 | 0 | 0 | 0 | 0 | 0 | 0 | 0 | 0 | 0 | 0 | 0 | 0 | 0 | 0 | 0 | 0 | 0 | 0 | 0 | 0 | 0 | 0 | 0 | 0 | 0 | 0 | 0 | 0 | 0 | 0 | 0 | 0 | 0 | 0 | 0 | 0 | 0 | 0 | 0 | 0 | 0 | 0 | 0 | 0 | 0 | 0 | 0 | 0 | 0 | 0 | 0 | 0 | 0 | -4.59 | 0 | 0 | 0 | 4.59 | 0 | 0 | 0 | 0 | 0 | 0 | 0 | 0 | 0 | 0 | 0 | 0 | 0 | 0 | 0 | 0 | 0 | 0 | 0 | 0 | 0 | 0 | 0 | 0 | 0 | 0 | 0 | 0 | 0 | 0 | 0 | 0 | 0 | 0 | 0 | 0 | 0 | 0 | 0 | 0 | 0 | 0 | 0 | 0 | 0 | 0 | 0 | 0 | 0 | 0 | 0 | 0
0 | 0 | 0 | 0 | 0 | 0 | 0 | 0 | 0 | 0 | 0 | 0 | 0 | 0 | 0 | 0 | 0 | 0 | 0 | 0 | 0 | 0 | 0 | 0 | 0 | 0 | 0 | 0 | 0 | 0 | 0 | 0 | 0 | 0 | 0 | 0 | 0 | 0 | 0 | 0 | 0 | 0 | 0 | 0 | 0 | 0 | 0 | 0 | 0 | 0 | 0 | 0 | 0 | 0 | 0 | 0 | 0 | 0 | 0 | 0 | 0 | -8.55 | 0 | 0 | 0 | 0 | 8.55 | 0 | 0 | 0 | 0 | 0 | 0 | 0 | 0 | 0 | 0 | 0 | 0 | 0 | 0 | 0 | 0 | 0 | 0 | 0 | 0 | 0 | 0 | 0 | 0 | 0 | 0 | 0 | 0 | 0 | 0 | 0 | 0 | 0 | 0 | 0 | 0 | 0 | 0 | 0 | 0 | 0 | 0 | 0 | 0 | 0 | 0 | 0 | 0 | 0 | 0 | 0
0 | 0 | 0 | 0 | 0 | 0 | 0 | 0 | 0 | 0 | 0 | 0 | 0 | 0 | 0 | 0 | 0 | 0 | 0 | 0 | 0 | 0 | 0 | 0 | 0 | 0 | 0 | 0 | 0 | 0 | 0 | 0 | 0 | 0 | 0 | 0 | 0 | 0 | 0 | 0 | 0 | 0 | 0 | 0 | 0 | 0 | 0 | 0 | 0 | 0 | 0 | 0 | 0 | 0 | 0 | 0 | 0 | 0 | 0 | 0 | 0 | 0 | 0 | 0 | -27.03 | 27.03 | 0 | 0 | 0 | 0 | 0 | 0 | 0 | 0 | 0 | 0 | 0 | 0 | 0 | 0 | 0 | 0 | 0 | 0 | 0 | 0 | 0 | 0 | 0 | 0 | 0 | 0 | 0 | 0 | 0 | 0 | 0 | 0 | 0 | 0 | 0 | 0 | 0 | 0 | 0 | 0 | 0 | 0 | 0 | 0 | 0 | 0 | 0 | 0 | 0 | 0 | 0 | 0
0 | 0 | 0 | 0 | 0 | 0 | 0 | 0 | 0 | 0 | 0 | 0 | 0 | 0 | 0 | 0 | 0 | 0 | 0 | 0 | 0 | 0 | 0 | 0 | 0 | 0 | 0 | 0 | 0 | 0 | 0 | 0 | 0 | 0 | 0 | 0 | 0 | 0 | 0 | 0 | 0 | 0 | 0 | 0 | 0 | 0 | 0 | 0 | 0 | 0 | 0 | 0 | 0 | 0 | 0 | 0 | 0 | 0 | 0 | 0 | 0 | 0 | 0 | 0 | 0 | -9.85 | 9.85 | 0 | 0 | 0 | 0 | 0 | 0 | 0 | 0 | 0 | 0 | 0 | 0 | 0 | 0 | 0 | 0 | 0 | 0 | 0 | 0 | 0 | 0 | 0 | 0 | 0 | 0 | 0 | 0 | 0 | 0 | 0 | 0 | 0 | 0 | 0 | 0 | 0 | 0 | 0 | 0 | 0 | 0 | 0 | 0 | 0 | 0 | 0 | 0 | 0 | 0 | 0
0 | 0 | 0 | 0 | 0 | 0 | 0 | 0 | 0 | 0 | 0 | 0 | 0 | 0 | 0 | 0 | 0 | 0 | 0 | 0 | 0 | 0 | 0 | 0 | 0 | 0 | 0 | 0 | 0 | 0 | 0 | 0 | 0 | 0 | 0 | 0 | 0 | 0 | 0 | 0 | 0 | 0 | 0 | 0 | 0 | 0 | 0 | 0 | 0 | 0 | 0 | 0 | 0 | 0 | 0 | 0 | 0 | 0 | 0 | 0 | 0 | 0 | 0 | 0 | -62.5 | 0 | 0 | 62.5 | 0 | 0 | 0 | 0 | 0 | 0 | 0 | 0 | 0 | 0 | 0 | 0 | 0 | 0 | 0 | 0 | 0 | 0 | 0 | 0 | 0 | 0 | 0 | 0 | 0 | 0 | 0 | 0 | 0 | 0 | 0 | 0 | 0 | 0 | 0 | 0 | 0 | 0 | 0 | 0 | 0 | 0 | 0 | 0 | 0 | 0 | 0 | 0 | 0 | 0
0 | 0 | 0 | 0 | 0 | 0 | 0 | 0 | 0 | 0 | 0 | 0 | 0 | 0 | 0 | 0 | 0 | 0 | 0 | 0 | 0 | 0 | 0 | 0 | 0 | 0 | 0 | 0 | 0 | 0 | 0 | 0 | 0 | 0 | 0 | 0 | 0 | 0 | 0 | 0 | 0 | 0 | 0 | 0 | 0 | 0 | -3.6 | 0 | 0 | 0 | 0 | 0 | 0 | 0 | 0 | 0 | 0 | 0 | 0 | 0 | 0 | 0 | 0 | 0 | 0 | 0 | 0 | 0 | 3.6 | 0 | 0 | 0 | 0 | 0 | 0 | 0 | 0 | 0 | 0 | 0 | 0 | 0 | 0 | 0 | 0 | 0 | 0 | 0 | 0 | 0 | 0 | 0 | 0 | 0 | 0 | 0 | 0 | 0 | 0 | 0 | 0 | 0 | 0 | 0 | 0 | 0 | 0 | 0 | 0 | 0 | 0 | 0 | 0 | 0 | 0 | 0 | 0 | 0
0 | 0 | 0 | 0 | 0 | 0 | 0 | 0 | 0 | 0 | 0 | 0 | 0 | 0 | 0 | 0 | 0 | 0 | 0 | 0 | 0 | 0 | 0 | 0 | 0 | 0 | 0 | 0 | 0 | 0 | 0 | 0 | 0 | 0 | 0 | 0 | 0 | 0 | 0 | 0 | 0 | 0 | 0 | 0 | 0 | 0 | 0 | 0 | -3.09 | 0 | 0 | 0 | 0 | 0 | 0 | 0 | 0 | 0 | 0 | 0 | 0 | 0 | 0 | 0 | 0 | 0 | 0 | 0 | 3.09 | 0 | 0 | 0 | 0 | 0 | 0 | 0 | 0 | 0 | 0 | 0 | 0 | 0 | 0 | 0 | 0 | 0 | 0 | 0 | 0 | 0 | 0 | 0 | 0 | 0 | 0 | 0 | 0 | 0 | 0 | 0 | 0 | 0 | 0 | 0 | 0 | 0 | 0 | 0 | 0 | 0 | 0 | 0 | 0 | 0 | 0 | 0 | 0 | 0
0 | 0 | 0 | 0 | 0 | 0 | 0 | 0 | 0 | 0 | 0 | 0 | 0 | 0 | 0 | 0 | 0 | 0 | 0 | 0 | 0 | 0 | 0 | 0 | 0 | 0 | 0 | 0 | 0 | 0 | 0 | 0 | 0 | 0 | 0 | 0 | 0 | 0 | 0 | 0 | 0 | 0 | 0 | 0 | 0 | 0 | 0 | 0 | 0 | 0 | 0 | 0 | 0 | 0 | 0 | 0 | 0 | 0 | 0 | 0 | 0 | 0 | 0 | 0 | 0 | 0 | 0 | -27.03 | 27.03 | 0 | 0 | 0 | 0 | 0 | 0 | 0 | 0 | 0 | 0 | 0 | 0 | 0 | 0 | 0 | 0 | 0 | 0 | 0 | 0 | 0 | 0 | 0 | 0 | 0 | 0 | 0 | 0 | 0 | 0 | 0 | 0 | 0 | 0 | 0 | 0 | 0 | 0 | 0 | 0 | 0 | 0 | 0 | 0 | 0 | 0 | 0 | 0 | 0
0 | 0 | 0 | 0 | 0 | 0 | 0 | 0 | 0 | 0 | 0 | 0 | 0 | 0 | 0 | 0 | 0 | 0 | 0 | 0 | 0 | 0 | 0 | 0 | 0 | 0 | 0 | 0 | 0 | 0 | 0 | 0 | 0 | 0 | 0 | 0 | 0 | 0 | 0 | 0 | 0 | 0 | 0 | 0 | 0 | 0 | 0 | 0 | 0 | 0 | 0 | 0 | 0 | 0 | 0 | 0 | 0 | 0 | 0 | 0 | 0 | 0 | 0 | 0 | 0 | 0 | 0 | 0 | -7.87 | 7.87 | 0 | 0 | 0 | 0 | 0 | 0 | 0 | 0 | 0 | 0 | 0 | 0 | 0 | 0 | 0 | 0 | 0 | 0 | 0 | 0 | 0 | 0 | 0 | 0 | 0 | 0 | 0 | 0 | 0 | 0 | 0 | 0 | 0 | 0 | 0 | 0 | 0 | 0 | 0 | 0 | 0 | 0 | 0 | 0 | 0 | 0 | 0 | 0
0 | 0 | 0 | 0 | 0 | 0 | 0 | 0 | 0 | 0 | 0 | 0 | 0 | 0 | 0 | 0 | 0 | 0 | 0 | 0 | 0 | 0 | 0 | -2.43 | 0 | 0 | 0 | 0 | 0 | 0 | 0 | 0 | 0 | 0 | 0 | 0 | 0 | 0 | 0 | 0 | 0 | 0 | 0 | 0 | 0 | 0 | 0 | 0 | 0 | 0 | 0 | 0 | 0 | 0 | 0 | 0 | 0 | 0 | 0 | 0 | 0 | 0 | 0 | 0 | 0 | 0 | 0 | 0 | 0 | 2.43 | 0 | 0 | 0 | 0 | 0 | 0 | 0 | 0 | 0 | 0 | 0 | 0 | 0 | 0 | 0 | 0 | 0 | 0 | 0 | 0 | 0 | 0 | 0 | 0 | 0 | 0 | 0 | 0 | 0 | 0 | 0 | 0 | 0 | 0 | 0 | 0 | 0 | 0 | 0 | 0 | 0 | 0 | 0 | 0 | 0 | 0 | 0 | 0
0 | 0 | 0 | 0 | 0 | 0 | 0 | 0 | 0 | 0 | 0 | 0 | 0 | 0 | 0 | 0 | 0 | 0 | 0 | 0 | 0 | 0 | 0 | 0 | 0 | 0 | 0 | 0 | 0 | 0 | 0 | 0 | 0 | 0 | 0 | 0 | 0 | 0 | 0 | 0 | 0 | 0 | 0 | 0 | 0 | 0 | 0 | 0 | 0 | 0 | 0 | 0 | 0 | 0 | 0 | 0 | 0 | 0 | 0 | 0 | 0 | 0 | 0 | 0 | 0 | 0 | 0 | 0 | 0 | -28.17 | 28.17 | 0 | 0 | 0 | 0 | 0 | 0 | 0 | 0 | 0 | 0 | 0 | 0 | 0 | 0 | 0 | 0 | 0 | 0 | 0 | 0 | 0 | 0 | 0 | 0 | 0 | 0 | 0 | 0 | 0 | 0 | 0 | 0 | 0 | 0 | 0 | 0 | 0 | 0 | 0 | 0 | 0 | 0 | 0 | 0 | 0 | 0 | 0
0 | 0 | 0 | 0 | 0 | 0 | 0 | 0 | 0 | 0 | 0 | 0 | 0 | 0 | 0 | 0 | 0 | 0 | 0 | 0 | 0 | 0 | 0 | -5.1 | 0 | 0 | 0 | 0 | 0 | 0 | 0 | 0 | 0 | 0 | 0 | 0 | 0 | 0 | 0 | 0 | 0 | 0 | 0 | 0 | 0 | 0 | 0 | 0 | 0 | 0 | 0 | 0 | 0 | 0 | 0 | 0 | 0 | 0 | 0 | 0 | 0 | 0 | 0 | 0 | 0 | 0 | 0 | 0 | 0 | 0 | 0 | 5.1 | 0 | 0 | 0 | 0 | 0 | 0 | 0 | 0 | 0 | 0 | 0 | 0 | 0 | 0 | 0 | 0 | 0 | 0 | 0 | 0 | 0 | 0 | 0 | 0 | 0 | 0 | 0 | 0 | 0 | 0 | 0 | 0 | 0 | 0 | 0 | 0 | 0 | 0 | 0 | 0 | 0 | 0 | 0 | 0 | 0 | 0
0 | 0 | 0 | 0 | 0 | 0 | 0 | 0 | 0 | 0 | 0 | 0 | 0 | 0 | 0 | 0 | 0 | 0 | 0 | 0 | 0 | 0 | 0 | 0 | 0 | 0 | 0 | 0 | 0 | 0 | 0 | 0 | 0 | 0 | 0 | 0 | 0 | 0 | 0 | 0 | 0 | 0 | 0 | 0 | 0 | 0 | 0 | 0 | 0 | 0 | 0 | 0 | 0 | 0 | 0 | 0 | 0 | 0 | 0 | 0 | 0 | 0 | 0 | 0 | 0 | 0 | 0 | 0 | 0 | 0 | -5.56 | 5.56 | 0 | 0 | 0 | 0 | 0 | 0 | 0 | 0 | 0 | 0 | 0 | 0 | 0 | 0 | 0 | 0 | 0 | 0 | 0 | 0 | 0 | 0 | 0 | 0 | 0 | 0 | 0 | 0 | 0 | 0 | 0 | 0 | 0 | 0 | 0 | 0 | 0 | 0 | 0 | 0 | 0 | 0 | 0 | 0 | 0 | 0
0 | 0 | 0 | 0 | 0 | 0 | 0 | 0 | 0 | 0 | 0 | 0 | 0 | 0 | 0 | 0 | 0 | 0 | 0 | 0 | 0 | 0 | 0 | 0 | 0 | 0 | 0 | 0 | 0 | 0 | 0 | 0 | 0 | 0 | 0 | 0 | 0 | 0 | 0 | 0 | 0 | 0 | 0 | 0 | 0 | 0 | 0 | 0 | 0 | 0 | 0 | 0 | 0 | 0 | 0 | 0 | 0 | 0 | 0 | 0 | 0 | 0 | 0 | 0 | 0 | 0 | 0 | 0 | 0 | 0 | -22.03 | 0 | 22.03 | 0 | 0 | 0 | 0 | 0 | 0 | 0 | 0 | 0 | 0 | 0 | 0 | 0 | 0 | 0 | 0 | 0 | 0 | 0 | 0 | 0 | 0 | 0 | 0 | 0 | 0 | 0 | 0 | 0 | 0 | 0 | 0 | 0 | 0 | 0 | 0 | 0 | 0 | 0 | 0 | 0 | 0 | 0 | 0 | 0
0 | 0 | 0 | 0 | 0 | 0 | 0 | 0 | 0 | 0 | 0 | 0 | 0 | 0 | 0 | 0 | 0 | 0 | 0 | 0 | 0 | 0 | 0 | 0 | 0 | 0 | 0 | 0 | 0 | 0 | 0 | 0 | 0 | 0 | 0 | 0 | 0 | 0 | 0 | 0 | 0 | 0 | 0 | 0 | 0 | 0 | 0 | 0 | 0 | 0 | 0 | 0 | 0 | 0 | 0 | 0 | 0 | 0 | 0 | 0 | 0 | 0 | 0 | 0 | 0 | 0 | 0 | 0 | 0 | -7.56 | 0 | 0 | 0 | 7.56 | 0 | 0 | 0 | 0 | 0 | 0 | 0 | 0 | 0 | 0 | 0 | 0 | 0 | 0 | 0 | 0 | 0 | 0 | 0 | 0 | 0 | 0 | 0 | 0 | 0 | 0 | 0 | 0 | 0 | 0 | 0 | 0 | 0 | 0 | 0 | 0 | 0 | 0 | 0 | 0 | 0 | 0 | 0 | 0
0 | 0 | 0 | 0 | 0 | 0 | 0 | 0 | 0 | 0 | 0 | 0 | 0 | 0 | 0 | 0 | 0 | 0 | 0 | 0 | 0 | 0 | 0 | 0 | 0 | 0 | 0 | 0 | 0 | 0 | 0 | 0 | 0 | 0 | 0 | 0 | 0 | 0 | 0 | 0 | 0 | 0 | 0 | 0 | 0 | 0 | 0 | 0 | 0 | 0 | 0 | 0 | 0 | 0 | 0 | 0 | 0 | 0 | 0 | 0 | 0 | 0 | 0 | 0 | 0 | 0 | 0 | 0 | 0 | -7.09 | 0 | 0 | 0 | 0 | 7.09 | 0 | 0 | 0 | 0 | 0 | 0 | 0 | 0 | 0 | 0 | 0 | 0 | 0 | 0 | 0 | 0 | 0 | 0 | 0 | 0 | 0 | 0 | 0 | 0 | 0 | 0 | 0 | 0 | 0 | 0 | 0 | 0 | 0 | 0 | 0 | 0 | 0 | 0 | 0 | 0 | 0 | 0 | 0
0 | 0 | 0 | 0 | 0 | 0 | 0 | 0 | 0 | 0 | 0 | 0 | 0 | 0 | 0 | 0 | 0 | 0 | 0 | 0 | 0 | 0 | 0 | 0 | 0 | 0 | 0 | 0 | 0 | 0 | 0 | 0 | 0 | 0 | 0 | 0 | 0 | 0 | 0 | 0 | 0 | 0 | 0 | 0 | 0 | 0 | 0 | 0 | 0 | 0 | 0 | 0 | 0 | 0 | 0 | 0 | 0 | 0 | 0 | 0 | 0 | 0 | 0 | 0 | 0 | 0 | 0 | 0 | -8.2 | 0 | 0 | 0 | 0 | 0 | 8.2 | 0 | 0 | 0 | 0 | 0 | 0 | 0 | 0 | 0 | 0 | 0 | 0 | 0 | 0 | 0 | 0 | 0 | 0 | 0 | 0 | 0 | 0 | 0 | 0 | 0 | 0 | 0 | 0 | 0 | 0 | 0 | 0 | 0 | 0 | 0 | 0 | 0 | 0 | 0 | 0 | 0 | 0 | 0
0 | 0 | 0 | 0 | 0 | 0 | 0 | 0 | 0 | 0 | 0 | 0 | 0 | 0 | 0 | 0 | 0 | 0 | 0 | 0 | 0 | 0 | 0 | 0 | 0 | 0 | 0 | 0 | 0 | 0 | 0 | 0 | 0 | 0 | 0 | 0 | 0 | 0 | 0 | 0 | 0 | 0 | 0 | 0 | 0 | 0 | 0 | 0 | 0 | 0 | 0 | 0 | 0 | 0 | 0 | 0 | 0 | 0 | 0 | 0 | 0 | 0 | 0 | 0 | 0 | 0 | 0 | 0 | 0 | 0 | 0 | 0 | 0 | -24.63 | 24.63 | 0 | 0 | 0 | 0 | 0 | 0 | 0 | 0 | 0 | 0 | 0 | 0 | 0 | 0 | 0 | 0 | 0 | 0 | 0 | 0 | 0 | 0 | 0 | 0 | 0 | 0 | 0 | 0 | 0 | 0 | 0 | 0 | 0 | 0 | 0 | 0 | 0 | 0 | 0 | 0 | 0 | 0 | 0
0 | 0 | 0 | 0 | 0 | 0 | 0 | 0 | 0 | 0 | 0 | 0 | 0 | 0 | 0 | 0 | 0 | 0 | 0 | 0 | 0 | 0 | 0 | 0 | 0 | 0 | 0 | 0 | 0 | 0 | 0 | 0 | 0 | 0 | 0 | 0 | 0 | 0 | 0 | 0 | 0 | 0 | 0 | 0 | 0 | 0 | 0 | 0 | 0 | 0 | 0 | 0 | 0 | 0 | 0 | 0 | 0 | 0 | 0 | 0 | 0 | 0 | 0 | 0 | 0 | 0 | 0 | 0 | 0 | 0 | 0 | 0 | 0 | 0 | 0 | -6.76 | 6.76 | 0 | 0 | 0 | 0 | 0 | 0 | 0 | 0 | 0 | 0 | 0 | 0 | 0 | 0 | 0 | 0 | 0 | 0 | 0 | 0 | 0 | 0 | 0 | 0 | 0 | 0 | 0 | 0 | 0 | 0 | 0 | 0 | 0 | 0 | 0 | 0 | 0 | 0 | 0 | 0 | 0
0 | 0 | 0 | 0 | 0 | 0 | 0 | 0 | 0 | 0 | 0 | 0 | 0 | 0 | 0 | 0 | 0 | 0 | 0 | 0 | 0 | 0 | 0 | 0 | 0 | 0 | 0 | 0 | 0 | 0 | 0 | 0 | 0 | 0 | 0 | 0 | 0 | 0 | 0 | 0 | 0 | 0 | 0 | 0 | 0 | 0 | 0 | 0 | 0 | 0 | 0 | 0 | 0 | 0 | 0 | 0 | 0 | 0 | 0 | 0 | 0 | 0 | 0 | 0 | 0 | 0 | 0 | 0 | -9.9 | 0 | 0 | 0 | 0 | 0 | 0 | 0 | 9.9 | 0 | 0 | 0 | 0 | 0 | 0 | 0 | 0 | 0 | 0 | 0 | 0 | 0 | 0 | 0 | 0 | 0 | 0 | 0 | 0 | 0 | 0 | 0 | 0 | 0 | 0 | 0 | 0 | 0 | 0 | 0 | 0 | 0 | 0 | 0 | 0 | 0 | 0 | 0 | 0 | 0
0 | 0 | 0 | 0 | 0 | 0 | 0 | 0 | 0 | 0 | 0 | 0 | 0 | 0 | 0 | 0 | 0 | 0 | 0 | 0 | 0 | 0 | 0 | 0 | 0 | 0 | 0 | 0 | 0 | 0 | 0 | 0 | 0 | 0 | 0 | 0 | 0 | 0 | 0 | 0 | 0 | 0 | 0 | 0 | 0 | 0 | 0 | 0 | 0 | 0 | 0 | 0 | 0 | 0 | 0 | 0 | 0 | 0 | 0 | 0 | 0 | 0 | 0 | 0 | 0 | 0 | 0 | 0 | 0 | 0 | 0 | 0 | 0 | 0 | -5 | 0 | 5 | 0 | 0 | 0 | 0 | 0 | 0 | 0 | 0 | 0 | 0 | 0 | 0 | 0 | 0 | 0 | 0 | 0 | 0 | 0 | 0 | 0 | 0 | 0 | 0 | 0 | 0 | 0 | 0 | 0 | 0 | 0 | 0 | 0 | 0 | 0 | 0 | 0 | 0 | 0 | 0 | 0
0 | 0 | 0 | 0 | 0 | 0 | 0 | 0 | 0 | 0 | 0 | 0 | 0 | 0 | 0 | 0 | 0 | 0 | 0 | 0 | 0 | 0 | 0 | 0 | 0 | 0 | 0 | 0 | 0 | 0 | 0 | 0 | 0 | 0 | 0 | 0 | 0 | 0 | 0 | 0 | 0 | 0 | 0 | 0 | 0 | 0 | 0 | 0 | 0 | 0 | 0 | 0 | 0 | 0 | 0 | 0 | 0 | 0 | 0 | 0 | 0 | 0 | 0 | 0 | 0 | 0 | 0 | 0 | 0 | 0 | 0 | 0 | 0 | 0 | 0 | 0 | -80.65 | 80.65 | 0 | 0 | 0 | 0 | 0 | 0 | 0 | 0 | 0 | 0 | 0 | 0 | 0 | 0 | 0 | 0 | 0 | 0 | 0 | 0 | 0 | 0 | 0 | 0 | 0 | 0 | 0 | 0 | 0 | 0 | 0 | 0 | 0 | 0 | 0 | 0 | 0 | 0 | 0 | 0
0 | 0 | 0 | 0 | 0 | 0 | 0 | 0 | 0 | 0 | 0 | 0 | 0 | 0 | 0 | 0 | 0 | 0 | 0 | 0 | 0 | 0 | 0 | 0 | 0 | 0 | 0 | 0 | 0 | 0 | 0 | 0 | 0 | 0 | 0 | 0 | 0 | 0 | 0 | 0 | 0 | 0 | 0 | 0 | 0 | 0 | 0 | 0 | 0 | 0 | 0 | 0 | 0 | 0 | 0 | 0 | 0 | 0 | 0 | 0 | 0 | 0 | 0 | 0 | 0 | 0 | 0 | 0 | 0 | 0 | 0 | 0 | 0 | 0 | 0 | 0 | 0 | -40.98 | 40.98 | 0 | 0 | 0 | 0 | 0 | 0 | 0 | 0 | 0 | 0 | 0 | 0 | 0 | 0 | 0 | 0 | 0 | 0 | 0 | 0 | 0 | 0 | 0 | 0 | 0 | 0 | 0 | 0 | 0 | 0 | 0 | 0 | 0 | 0 | 0 | 0 | 0 | 0 | 0
0 | 0 | 0 | 0 | 0 | 0 | 0 | 0 | 0 | 0 | 0 | 0 | 0 | 0 | 0 | 0 | 0 | 0 | 0 | 0 | 0 | 0 | 0 | 0 | 0 | 0 | 0 | 0 | 0 | 0 | 0 | 0 | 0 | 0 | 0 | 0 | 0 | 0 | 0 | 0 | 0 | 0 | 0 | 0 | 0 | 0 | 0 | 0 | 0 | 0 | 0 | 0 | 0 | 0 | 0 | 0 | 0 | 0 | 0 | 0 | 0 | 0 | 0 | 0 | 0 | 0 | 0 | 0 | 0 | 0 | 0 | 0 | 0 | 0 | 0 | 0 | -20.62 | 0 | 0 | 20.62 | 0 | 0 | 0 | 0 | 0 | 0 | 0 | 0 | 0 | 0 | 0 | 0 | 0 | 0 | 0 | 0 | 0 | 0 | 0 | 0 | 0 | 0 | 0 | 0 | 0 | 0 | 0 | 0 | 0 | 0 | 0 | 0 | 0 | 0 | 0 | 0 | 0 | 0
0 | 0 | 0 | 0 | 0 | 0 | 0 | 0 | 0 | 0 | 0 | 0 | 0 | 0 | 0 | 0 | 0 | 0 | 0 | 0 | 0 | 0 | 0 | 0 | 0 | 0 | 0 | 0 | 0 | 0 | 0 | 0 | 0 | 0 | 0 | 0 | 0 | 0 | 0 | 0 | 0 | 0 | 0 | 0 | 0 | 0 | 0 | 0 | 0 | 0 | 0 | 0 | 0 | 0 | 0 | 0 | 0 | 0 | 0 | 0 | 0 | 0 | 0 | 0 | 0 | 0 | 0 | 0 | 0 | 0 | 0 | 0 | 0 | 0 | 0 | 0 | -9.52 | 0 | 0 | 9.52 | 0 | 0 | 0 | 0 | 0 | 0 | 0 | 0 | 0 | 0 | 0 | 0 | 0 | 0 | 0 | 0 | 0 | 0 | 0 | 0 | 0 | 0 | 0 | 0 | 0 | 0 | 0 | 0 | 0 | 0 | 0 | 0 | 0 | 0 | 0 | 0 | 0 | 0
0 | 0 | 0 | 0 | 0 | 0 | 0 | 0 | 0 | 0 | 0 | 0 | 0 | 0 | 0 | 0 | 0 | 0 | 0 | 0 | 0 | 0 | 0 | 0 | 0 | 0 | 0 | 0 | 0 | 0 | 0 | 0 | 0 | 0 | 0 | 0 | 0 | 0 | 0 | 0 | 0 | 0 | 0 | 0 | 0 | 0 | 0 | 0 | 0 | 0 | 0 | 0 | 0 | 0 | 0 | 0 | 0 | 0 | 0 | 0 | 0 | 0 | 0 | 0 | 0 | 0 | 0 | 0 | 0 | 0 | 0 | 0 | 0 | 0 | 0 | 0 | 0 | 0 | -14.2 | 14.2 | 0 | 0 | 0 | 0 | 0 | 0 | 0 | 0 | 0 | 0 | 0 | 0 | 0 | 0 | 0 | 0 | 0 | 0 | 0 | 0 | 0 | 0 | 0 | 0 | 0 | 0 | 0 | 0 | 0 | 0 | 0 | 0 | 0 | 0 | 0 | 0 | 0 | 0
0 | 0 | 0 | 0 | 0 | 0 | 0 | 0 | 0 | 0 | 0 | 0 | 0 | 0 | 0 | 0 | 0 | 0 | 0 | 0 | 0 | 0 | 0 | 0 | 0 | 0 | 0 | 0 | 0 | 0 | 0 | 0 | 0 | 0 | 0 | 0 | 0 | 0 | 0 | 0 | 0 | 0 | 0 | 0 | 0 | 0 | 0 | 0 | 0 | 0 | 0 | 0 | 0 | 0 | 0 | 0 | 0 | 0 | 0 | 0 | 0 | 0 | 0 | 0 | 0 | 0 | 0 | -49.5 | 0 | 0 | 0 | 0 | 0 | 0 | 0 | 0 | 0 | 0 | 0 | 0 | 49.5 | 0 | 0 | 0 | 0 | 0 | 0 | 0 | 0 | 0 | 0 | 0 | 0 | 0 | 0 | 0 | 0 | 0 | 0 | 0 | 0 | 0 | 0 | 0 | 0 | 0 | 0 | 0 | 0 | 0 | 0 | 0 | 0 | 0 | 0 | 0 | 0 | 0
0 | 0 | 0 | 0 | 0 | 0 | 0 | 0 | 0 | 0 | 0 | 0 | 0 | 0 | 0 | 0 | 0 | 0 | 0 | 0 | 0 | 0 | 0 | 0 | 0 | 0 | 0 | 0 | 0 | 0 | 0 | 0 | 0 | 0 | 0 | 0 | 0 | 0 | 0 | 0 | 0 | 0 | 0 | 0 | 0 | 0 | 0 | 0 | 0 | 0 | 0 | 0 | 0 | 0 | 0 | 0 | 0 | 0 | 0 | 0 | 0 | 0 | 0 | 0 | 0 | 0 | 0 | 0 | 0 | 0 | 0 | 0 | 0 | 0 | 0 | 0 | 0 | 0 | 0 | 27.03 | -27.03 | 0 | 0 | 0 | 0 | 0 | 0 | 0 | 0 | 0 | 0 | 0 | 0 | 0 | 0 | 0 | 0 | 0 | 0 | 0 | 0 | 0 | 0 | 0 | 0 | 0 | 0 | 0 | 0 | 0 | 0 | 0 | 0 | 0 | 0 | 0 | 0 | 0
0 | 0 | 0 | 0 | 0 | 0 | 0 | 0 | 0 | 0 | 0 | 0 | 0 | 0 | 0 | 0 | 0 | 0 | 0 | 0 | 0 | 0 | 0 | 0 | 0 | 0 | 0 | 0 | 0 | 0 | 0 | 0 | 0 | 0 | 0 | 0 | 0 | 0 | 0 | 0 | 0 | 0 | 0 | 0 | 0 | 0 | 0 | 0 | 0 | 0 | 0 | 0 | 0 | 0 | 0 | 0 | 0 | 0 | 0 | 0 | 0 | 0 | 0 | 0 | 0 | 0 | 0 | 0 | 0 | 0 | 0 | 0 | 0 | 0 | 0 | 0 | -11.72 | 0 | 0 | 0 | 0 | 11.72 | 0 | 0 | 0 | 0 | 0 | 0 | 0 | 0 | 0 | 0 | 0 | 0 | 0 | 0 | 0 | 0 | 0 | 0 | 0 | 0 | 0 | 0 | 0 | 0 | 0 | 0 | 0 | 0 | 0 | 0 | 0 | 0 | 0 | 0 | 0 | 0
0 | 0 | 0 | 0 | 0 | 0 | 0 | 0 | 0 | 0 | 0 | 0 | 0 | 0 | 0 | 0 | 0 | 0 | 0 | 0 | 0 | 0 | 0 | 0 | 0 | 0 | 0 | 0 | 0 | 0 | 0 | 0 | 0 | 0 | 0 | 0 | 0 | 0 | 0 | 0 | 0 | 0 | 0 | 0 | 0 | 0 | 0 | 0 | 0 | 0 | 0 | 0 | 0 | 0 | 0 | 0 | 0 | 0 | 0 | 0 | 0 | 0 | 0 | 0 | 0 | 0 | 0 | 0 | 0 | 0 | 0 | 0 | 0 | 0 | 0 | 0 | 0 | 0 | 0 | 0 | 0 | -27.29 | 27.29 | 0 | 0 | 0 | 0 | 0 | 0 | 0 | 0 | 0 | 0 | 0 | 0 | 0 | 0 | 0 | 0 | 0 | 0 | 0 | 0 | 0 | 0 | 0 | 0 | 0 | 0 | 0 | 0 | 0 | 0 | 0 | 0 | 0 | 0 | 0
0 | 0 | 0 | 0 | 0 | 0 | 0 | 0 | 0 | 0 | 0 | 0 | 0 | 0 | 0 | 0 | 0 | 0 | 0 | 0 | 0 | 0 | 0 | 0 | 0 | 0 | 0 | 0 | 0 | 0 | 0 | 0 | 0 | 0 | 0 | 0 | 0 | 0 | 0 | 0 | 0 | 0 | 0 | 0 | 0 | 0 | 0 | 0 | 0 | 0 | 0 | 0 | 0 | 0 | 0 | 0 | 0 | 0 | 0 | 0 | 0 | 0 | 0 | 0 | 0 | 0 | 0 | 0 | 0 | 0 | 0 | 0 | 0 | 0 | 0 | 0 | 0 | 0 | 0 | 0 | 0 | 0 | -7.58 | 7.58 | 0 | 0 | 0 | 0 | 0 | 0 | 0 | 0 | 0 | 0 | 0 | 0 | 0 | 0 | 0 | 0 | 0 | 0 | 0 | 0 | 0 | 0 | 0 | 0 | 0 | 0 | 0 | 0 | 0 | 0 | 0 | 0 | 0 | 0
0 | 0 | 0 | 0 | 0 | 0 | 0 | 0 | 0 | 0 | 0 | 0 | 0 | 0 | 0 | 0 | 0 | 0 | 0 | 0 | 0 | 0 | 0 | 0 | 0 | 0 | 0 | 0 | 0 | 0 | 0 | 0 | 0 | 0 | 0 | 0 | 0 | 0 | 0 | 0 | 0 | 0 | 0 | 0 | 0 | 0 | 0 | 0 | 0 | 0 | 0 | 0 | 0 | 0 | 0 | 0 | 0 | 0 | 0 | 0 | 0 | 0 | 0 | 0 | 0 | 0 | 0 | 0 | 0 | 0 | 0 | 0 | 0 | 0 | 0 | 0 | 0 | 0 | 0 | 0 | 0 | 0 | -6.76 | 0 | 6.76 | 0 | 0 | 0 | 0 | 0 | 0 | 0 | 0 | 0 | 0 | 0 | 0 | 0 | 0 | 0 | 0 | 0 | 0 | 0 | 0 | 0 | 0 | 0 | 0 | 0 | 0 | 0 | 0 | 0 | 0 | 0 | 0 | 0
0 | 0 | 0 | 0 | 0 | 0 | 0 | 0 | 0 | 0 | 0 | 0 | 0 | 0 | 0 | 0 | 0 | 0 | 0 | 0 | 0 | 0 | 0 | 0 | 0 | 0 | 0 | 0 | 0 | 0 | 0 | 0 | 0 | 0 | 0 | 0 | 0 | 0 | 0 | 0 | 0 | 0 | 0 | 0 | 0 | 0 | 0 | 0 | 0 | 0 | 0 | 0 | 0 | 0 | 0 | 0 | 0 | 0 | 0 | 0 | 0 | 0 | 0 | 0 | 0 | 0 | 0 | 0 | 0 | 0 | 0 | 0 | 0 | 0 | 0 | 0 | 0 | 0 | 0 | 0 | 0 | 0 | 0 | -15.6 | 15.6 | 0 | 0 | 0 | 0 | 0 | 0 | 0 | 0 | 0 | 0 | 0 | 0 | 0 | 0 | 0 | 0 | 0 | 0 | 0 | 0 | 0 | 0 | 0 | 0 | 0 | 0 | 0 | 0 | 0 | 0 | 0 | 0 | 0
0 | 0 | 0 | 0 | 0 | 0 | 0 | 0 | 0 | 0 | 0 | 0 | 0 | 0 | 0 | 0 | 0 | 0 | 0 | 0 | 0 | 0 | 0 | 0 | 0 | 0 | 0 | 0 | 0 | 0 | 0 | 0 | 0 | 0 | 0 | 0 | 0 | 0 | 0 | 0 | 0 | 0 | 0 | 0 | 0 | 0 | 0 | 0 | 0 | 0 | 0 | 0 | 0 | 0 | 0 | 0 | 0 | 0 | 0 | 0 | 0 | 0 | 0 | 0 | 0 | 0 | 0 | 0 | 0 | 0 | 0 | 0 | 0 | 0 | 0 | 0 | 0 | 0 | 0 | 0 | 0 | 0 | 0 | 0 | -8.13 | 8.13 | 0 | 0 | 0 | 0 | 0 | 0 | 0 | 0 | 0 | 0 | 0 | 0 | 0 | 0 | 0 | 0 | 0 | 0 | 0 | 0 | 0 | 0 | 0 | 0 | 0 | 0 | 0 | 0 | 0 | 0 | 0 | 0
0 | 0 | 0 | 0 | 0 | 0 | 0 | 0 | 0 | 0 | 0 | 0 | 0 | 0 | 0 | 0 | 0 | 0 | 0 | 0 | 0 | 0 | 0 | 0 | 0 | 0 | 0 | 0 | 0 | 0 | 0 | 0 | 0 | 0 | 0 | 0 | 0 | 0 | 0 | 0 | 0 | 0 | 0 | 0 | 0 | 0 | 0 | 0 | 0 | 0 | 0 | 0 | 0 | 0 | 0 | 0 | 0 | 0 | 0 | 0 | 0 | 0 | 0 | 0 | 0 | 0 | 0 | 0 | 0 | 0 | 0 | 0 | 0 | 0 | 0 | 0 | 0 | 0 | 0 | 0 | 0 | 0 | 0 | 0 | 0 | -4.82 | 4.82 | 0 | 0 | 0 | 0 | 0 | 0 | 0 | 0 | 0 | 0 | 0 | 0 | 0 | 0 | 0 | 0 | 0 | 0 | 0 | 0 | 0 | 0 | 0 | 0 | 0 | 0 | 0 | 0 | 0 | 0 | 0
0 | 0 | 0 | 0 | 0 | 0 | 0 | 0 | 0 | 0 | 0 | 0 | 0 | 0 | 0 | 0 | 0 | 0 | 0 | 0 | 0 | 0 | 0 | 0 | 0 | 0 | 0 | 0 | 0 | 0 | 0 | 0 | 0 | 0 | 0 | 0 | 0 | 0 | 0 | 0 | 0 | 0 | 0 | 0 | 0 | 0 | 0 | 0 | 0 | 0 | 0 | 0 | 0 | 0 | 0 | 0 | 0 | 0 | 0 | 0 | 0 | 0 | 0 | 0 | 0 | 0 | 0 | 0 | 0 | 0 | 0 | 0 | 0 | 0 | 0 | 0 | 0 | 0 | 0 | 0 | 0 | 0 | 0 | 0 | -9.8 | 0 | 0 | 9.8 | 0 | 0 | 0 | 0 | 0 | 0 | 0 | 0 | 0 | 0 | 0 | 0 | 0 | 0 | 0 | 0 | 0 | 0 | 0 | 0 | 0 | 0 | 0 | 0 | 0 | 0 | 0 | 0 | 0 | 0
0 | 0 | 0 | 0 | 0 | 0 | 0 | 0 | 0 | 0 | 0 | 0 | 0 | 0 | 0 | 0 | 0 | 0 | 0 | 0 | 0 | 0 | 0 | 0 | 0 | 0 | 0 | 0 | 0 | 0 | 0 | 0 | 0 | 0 | 0 | 0 | 0 | 0 | 0 | 0 | 0 | 0 | 0 | 0 | 0 | 0 | 0 | 0 | 0 | 0 | 0 | 0 | 0 | 0 | 0 | 0 | 0 | 0 | 0 | 0 | 0 | 0 | 0 | 0 | 0 | 0 | 0 | 0 | 0 | 0 | 0 | 0 | 0 | 0 | 0 | 0 | 0 | 0 | 0 | 0 | 0 | 0 | 0 | 0 | -5.78 | 0 | 0 | 0 | 5.78 | 0 | 0 | 0 | 0 | 0 | 0 | 0 | 0 | 0 | 0 | 0 | 0 | 0 | 0 | 0 | 0 | 0 | 0 | 0 | 0 | 0 | 0 | 0 | 0 | 0 | 0 | 0 | 0 | 0
0 | 0 | 0 | 0 | 0 | 0 | 0 | 0 | 0 | 0 | 0 | 0 | 0 | 0 | 0 | 0 | 0 | 0 | 0 | 0 | 0 | 0 | 0 | 0 | 0 | 0 | 0 | 0 | 0 | 0 | 0 | 0 | 0 | 0 | 0 | 0 | 0 | 0 | 0 | 0 | 0 | 0 | 0 | 0 | 0 | 0 | 0 | 0 | 0 | 0 | 0 | 0 | 0 | 0 | 0 | 0 | 0 | 0 | 0 | 0 | 0 | 0 | 0 | 0 | 0 | 0 | 0 | 0 | 0 | 0 | 0 | 0 | 0 | 0 | 0 | 0 | 0 | 0 | 0 | 0 | 0 | 0 | 0 | 0 | 0 | 0 | 0 | -14.04 | 14.04 | 0 | 0 | 0 | 0 | 0 | 0 | 0 | 0 | 0 | 0 | 0 | 0 | 0 | 0 | 0 | 0 | 0 | 0 | 0 | 0 | 0 | 0 | 0 | 0 | 0 | 0 | 0 | 0 | 0
0 | 0 | 0 | 0 | 0 | 0 | 0 | 0 | 0 | 0 | 0 | 0 | 0 | 0 | 0 | 0 | 0 | 0 | 0 | 0 | 0 | 0 | 0 | 0 | 0 | 0 | 0 | 0 | 0 | 0 | 0 | 0 | 0 | 0 | 0 | 0 | 0 | 0 | 0 | 0 | 0 | 0 | 0 | 0 | 0 | 0 | 0 | 0 | 0 | 0 | 0 | 0 | 0 | 0 | 0 | 0 | 0 | 0 | 0 | 0 | 0 | 0 | 0 | 0 | 0 | 0 | 0 | 0 | 0 | 0 | 0 | 0 | 0 | 0 | 0 | 0 | 0 | 0 | 0 | 0 | 0 | 0 | 0 | 0 | 0 | 0 | 0 | 0 | -5.32 | 5.32 | 0 | 0 | 0 | 0 | 0 | 0 | 0 | 0 | 0 | 0 | 0 | 0 | 0 | 0 | 0 | 0 | 0 | 0 | 0 | 0 | 0 | 0 | 0 | 0 | 0 | 0 | 0 | 0
0 | 0 | 0 | 0 | 0 | 0 | 0 | 0 | 0 | 0 | 0 | 0 | 0 | 0 | 0 | 0 | 0 | 0 | 0 | 0 | 0 | 0 | 0 | 0 | 0 | 0 | 0 | 0 | 0 | 0 | 0 | 0 | 0 | 0 | 0 | 0 | 0 | 0 | 0 | 0 | 0 | 0 | 0 | 0 | 0 | 0 | 0 | 0 | 0 | 0 | 0 | 0 | 0 | 0 | 0 | 0 | 0 | 0 | 0 | 0 | 0 | 0 | 0 | 0 | 0 | 0 | 0 | 0 | 0 | 0 | 0 | 0 | 0 | 0 | 0 | 0 | 0 | 0 | 0 | 0 | 0 | 0 | 0 | 0 | 0 | 0 | 0 | 0 | -10.03 | 10.03 | 0 | 0 | 0 | 0 | 0 | 0 | 0 | 0 | 0 | 0 | 0 | 0 | 0 | 0 | 0 | 0 | 0 | 0 | 0 | 0 | 0 | 0 | 0 | 0 | 0 | 0 | 0 | 0
0 | 0 | 0 | 0 | 0 | 0 | 0 | 0 | 0 | 0 | 0 | 0 | 0 | 0 | 0 | 0 | 0 | 0 | 0 | 0 | 0 | 0 | 0 | 0 | 0 | 0 | 0 | 0 | 0 | 0 | 0 | 0 | 0 | 0 | 0 | 0 | 0 | 0 | 0 | 0 | 0 | 0 | 0 | 0 | 0 | 0 | 0 | 0 | 0 | 0 | 0 | 0 | 0 | 0 | 0 | 0 | 0 | 0 | 0 | 0 | 0 | 0 | 0 | 0 | 0 | 0 | 0 | 0 | 0 | 0 | 0 | 0 | 0 | 0 | 0 | 0 | 0 | 0 | 0 | 0 | 0 | 0 | 0 | 0 | 0 | 0 | 0 | 0 | 0 | -11.96 | 11.96 | 0 | 0 | 0 | 0 | 0 | 0 | 0 | 0 | 0 | 0 | 0 | 0 | 0 | 0 | 0 | 0 | 0 | 0 | 0 | 0 | 0 | 0 | 0 | 0 | 0 | 0 | 0
0 | 0 | 0 | 0 | 0 | 0 | 0 | 0 | 0 | 0 | 0 | 0 | 0 | 0 | 0 | 0 | 0 | 0 | 0 | 0 | 0 | 0 | 0 | 0 | 0 | 0 | 0 | 0 | 0 | 0 | 0 | 0 | 0 | 0 | 0 | 0 | 0 | 0 | 0 | 0 | 0 | 0 | 0 | 0 | 0 | 0 | 0 | 0 | 0 | 0 | 0 | 0 | 0 | 0 | 0 | 0 | 0 | 0 | 0 | 0 | 0 | 0 | 0 | 0 | 0 | 0 | 0 | 0 | 0 | 0 | 0 | 0 | 0 | 0 | 0 | 0 | 0 | 0 | 0 | 0 | 0 | 0 | 0 | 0 | 0 | 0 | 0 | 0 | -19.8 | 0 | 0 | 19.8 | 0 | 0 | 0 | 0 | 0 | 0 | 0 | 0 | 0 | 0 | 0 | 0 | 0 | 0 | 0 | 0 | 0 | 0 | 0 | 0 | 0 | 0 | 0 | 0 | 0 | 0
0 | 0 | 0 | 0 | 0 | 0 | 0 | 0 | 0 | 0 | 0 | 0 | 0 | 0 | 0 | 0 | 0 | 0 | 0 | 0 | 0 | 0 | 0 | 0 | 0 | 0 | 0 | 0 | 0 | 0 | 0 | 0 | 0 | 0 | 0 | 0 | 0 | 0 | 0 | 0 | 0 | 0 | 0 | 0 | 0 | 0 | 0 | 0 | 0 | 0 | 0 | 0 | 0 | 0 | 0 | 0 | 0 | 0 | 0 | 0 | 0 | 0 | 0 | 0 | 0 | 0 | 0 | 0 | 0 | 0 | 0 | 0 | 0 | 0 | 0 | 0 | 0 | 0 | 0 | 0 | 0 | 0 | 0 | 0 | 0 | 0 | 0 | 0 | -6.33 | 0 | 0 | 6.33 | 0 | 0 | 0 | 0 | 0 | 0 | 0 | 0 | 0 | 0 | 0 | 0 | 0 | 0 | 0 | 0 | 0 | 0 | 0 | 0 | 0 | 0 | 0 | 0 | 0 | 0
0 | 0 | 0 | 0 | 0 | 0 | 0 | 0 | 0 | 0 | 0 | 0 | 0 | 0 | 0 | 0 | 0 | 0 | 0 | 0 | 0 | 0 | 0 | 0 | 0 | 0 | 0 | 0 | 0 | 0 | 0 | 0 | 0 | 0 | 0 | 0 | 0 | 0 | 0 | 0 | 0 | 0 | 0 | 0 | 0 | 0 | 0 | 0 | 0 | 0 | 0 | 0 | 0 | 0 | 0 | 0 | 0 | 0 | 0 | 0 | 0 | 0 | 0 | 0 | 0 | 0 | 0 | 0 | 0 | 0 | 0 | 0 | 0 | 0 | 0 | 0 | 0 | 0 | 0 | 0 | 0 | 0 | 0 | 0 | 0 | 0 | 0 | 0 | 0 | 0 | -7.86 | 7.86 | 0 | 0 | 0 | 0 | 0 | 0 | 0 | 0 | 0 | 0 | 0 | 0 | 0 | 0 | 0 | 0 | 0 | 0 | 0 | 0 | 0 | 0 | 0 | 0 | 0 | 0
0 | 0 | 0 | 0 | 0 | 0 | 0 | 0 | 0 | 0 | 0 | 0 | 0 | 0 | 0 | 0 | 0 | 0 | 0 | 0 | 0 | 0 | 0 | 0 | 0 | 0 | 0 | 0 | 0 | 0 | 0 | 0 | 0 | 0 | 0 | 0 | 0 | 0 | 0 | 0 | 0 | 0 | 0 | 0 | 0 | 0 | 0 | 0 | 0 | 0 | 0 | 0 | 0 | 0 | 0 | 0 | 0 | 0 | 0 | 0 | 0 | 0 | 0 | 0 | 0 | 0 | 0 | 0 | 0 | 0 | 0 | 0 | 0 | 0 | 0 | 0 | 0 | 0 | 0 | 0 | 0 | 0 | 0 | 0 | 0 | 0 | 0 | 0 | 0 | 0 | 0 | -11.79 | 11.79 | 0 | 0 | 0 | 0 | 0 | 0 | 0 | 0 | 0 | 0 | 0 | 0 | 0 | 0 | 0 | 0 | 0 | 0 | 0 | 0 | 0 | 0 | 0 | 0 | 0
0 | 0 | 0 | 0 | 0 | 0 | 0 | 0 | 0 | 0 | 0 | 0 | 0 | 0 | 0 | 0 | 0 | 0 | 0 | 0 | 0 | 0 | 0 | 0 | 0 | 0 | 0 | 0 | 0 | 0 | 0 | 0 | 0 | 0 | 0 | 0 | 0 | 0 | 0 | 0 | 0 | 0 | 0 | 0 | 0 | 0 | 0 | 0 | 0 | 0 | 0 | 0 | 0 | 0 | 0 | 0 | 0 | 0 | 0 | 0 | 0 | 0 | 0 | 0 | 0 | 0 | 0 | 0 | 0 | 0 | 0 | 0 | 0 | 0 | 0 | 0 | 0 | 0 | 0 | 0 | 0 | 0 | 0 | 0 | 0 | 0 | 0 | 0 | 0 | 0 | 0 | -6.33 | 0 | 6.33 | 0 | 0 | 0 | 0 | 0 | 0 | 0 | 0 | 0 | 0 | 0 | 0 | 0 | 0 | 0 | 0 | 0 | 0 | 0 | 0 | 0 | 0 | 0 | 0
0 | 0 | 0 | 0 | 0 | 0 | 0 | 0 | 0 | 0 | 0 | 0 | 0 | 0 | 0 | 0 | 0 | 0 | 0 | 0 | 0 | 0 | 0 | 0 | 0 | 0 | 0 | 0 | 0 | 0 | 0 | 0 | 0 | 0 | 0 | 0 | 0 | 0 | 0 | 0 | 0 | 0 | 0 | 0 | 0 | 0 | 0 | 0 | 0 | 0 | 0 | 0 | 0 | 0 | 0 | 0 | 0 | 0 | 0 | 0 | 0 | 0 | 0 | 0 | 0 | 0 | 0 | 0 | 0 | 0 | 0 | 0 | 0 | 0 | 0 | 0 | 0 | 0 | 0 | 0 | 0 | 0 | 0 | 0 | 0 | 0 | 0 | 0 | 0 | 0 | 0 | 0 | -13.66 | 13.66 | 0 | 0 | 0 | 0 | 0 | 0 | 0 | 0 | 0 | 0 | 0 | 0 | 0 | 0 | 0 | 0 | 0 | 0 | 0 | 0 | 0 | 0 | 0 | 0
0 | 0 | 0 | 0 | 0 | 0 | 0 | 0 | 0 | 0 | 0 | 0 | 0 | 0 | 0 | 0 | 0 | 0 | 0 | 0 | 0 | 0 | 0 | 0 | 0 | 0 | 0 | 0 | 0 | 0 | 0 | 0 | 0 | 0 | 0 | 0 | 0 | 0 | 0 | 0 | 0 | 0 | 0 | 0 | 0 | 0 | 0 | 0 | 0 | 0 | 0 | 0 | 0 | 0 | 0 | 0 | 0 | 0 | 0 | 0 | 0 | 0 | 0 | 0 | 0 | 0 | 0 | 0 | 0 | 0 | 0 | 0 | 0 | 0 | 0 | 0 | 0 | 0 | 0 | 0 | 0 | 0 | 0 | 0 | 0 | 0 | 0 | 0 | 0 | 0 | 0 | 0 | 0 | -23.04 | 23.04 | 0 | 0 | 0 | 0 | 0 | 0 | 0 | 0 | 0 | 0 | 0 | 0 | 0 | 0 | 0 | 0 | 0 | 0 | 0 | 0 | 0 | 0 | 0
0 | 0 | 0 | 0 | 0 | 0 | 0 | 0 | 0 | 0 | 0 | 0 | 0 | 0 | 0 | 0 | 0 | 0 | 0 | 0 | 0 | 0 | 0 | 0 | 0 | 0 | 0 | 0 | 0 | 0 | 0 | 0 | 0 | 0 | 0 | 0 | 0 | 0 | 0 | 0 | 0 | 0 | 0 | 0 | 0 | 0 | 0 | 0 | 0 | 0 | 0 | 0 | 0 | 0 | 0 | 0 | 0 | 0 | 0 | 0 | 0 | 0 | 0 | 0 | 0 | 0 | 0 | 0 | 0 | 0 | 0 | 0 | 0 | 0 | 0 | 0 | 0 | 0 | 0 | -5.49 | 0 | 0 | 0 | 0 | 0 | 0 | 0 | 0 | 0 | 0 | 0 | 0 | 0 | 0 | 0 | 5.49 | 0 | 0 | 0 | 0 | 0 | 0 | 0 | 0 | 0 | 0 | 0 | 0 | 0 | 0 | 0 | 0 | 0 | 0 | 0 | 0 | 0 | 0
0 | 0 | 0 | 0 | 0 | 0 | 0 | 0 | 0 | 0 | 0 | 0 | 0 | 0 | 0 | 0 | 0 | 0 | 0 | 0 | 0 | 0 | 0 | 0 | 0 | 0 | 0 | 0 | 0 | 0 | 0 | 0 | 0 | 0 | 0 | 0 | 0 | 0 | 0 | 0 | 0 | 0 | 0 | 0 | 0 | 0 | 0 | 0 | 0 | 0 | 0 | 0 | 0 | 0 | 0 | 0 | 0 | 0 | 0 | 0 | 0 | 0 | 0 | 0 | 0 | 0 | 0 | 0 | 0 | 0 | 0 | 0 | 0 | 0 | 0 | 0 | 0 | 0 | 0 | 0 | 0 | -18.87 | 0 | 0 | 0 | 0 | 0 | 0 | 0 | 0 | 0 | 0 | 0 | 0 | 0 | 18.87 | 0 | 0 | 0 | 0 | 0 | 0 | 0 | 0 | 0 | 0 | 0 | 0 | 0 | 0 | 0 | 0 | 0 | 0 | 0 | 0 | 0 | 0
0 | 0 | 0 | 0 | 0 | 0 | 0 | 0 | 0 | 0 | 0 | 0 | 0 | 0 | 0 | 0 | 0 | 0 | 0 | 0 | 0 | 0 | 0 | 0 | 0 | 0 | 0 | 0 | 0 | 0 | 0 | 0 | 0 | 0 | 0 | 0 | 0 | 0 | 0 | 0 | 0 | 0 | 0 | 0 | 0 | 0 | 0 | 0 | 0 | 0 | 0 | 0 | 0 | 0 | 0 | 0 | 0 | 0 | 0 | 0 | 0 | 0 | 0 | 0 | 0 | 0 | 0 | 0 | 0 | 0 | 0 | 0 | 0 | 0 | 0 | 0 | 0 | 0 | 0 | 0 | 0 | 0 | 0 | 0 | 0 | 0 | 0 | 0 | 0 | 0 | 0 | 0 | 0 | -11.51 | 0 | 11.51 | 0 | 0 | 0 | 0 | 0 | 0 | 0 | 0 | 0 | 0 | 0 | 0 | 0 | 0 | 0 | 0 | 0 | 0 | 0 | 0 | 0 | 0
0 | 0 | 0 | 0 | 0 | 0 | 0 | 0 | 0 | 0 | 0 | 0 | 0 | 0 | 0 | 0 | 0 | 0 | 0 | 0 | 0 | 0 | 0 | 0 | 0 | 0 | 0 | 0 | 0 | 0 | 0 | 0 | 0 | 0 | 0 | 0 | 0 | 0 | 0 | 0 | 0 | 0 | 0 | 0 | 0 | 0 | 0 | 0 | 0 | 0 | 0 | 0 | 0 | 0 | 0 | 0 | 0 | 0 | 0 | 0 | 0 | 0 | 0 | 0 | 0 | 0 | 0 | 0 | 0 | 0 | 0 | 0 | 0 | 0 | 0 | 0 | 0 | 0 | 0 | -10.71 | 0 | 0 | 0 | 0 | 0 | 0 | 0 | 0 | 0 | 0 | 0 | 0 | 0 | 0 | 0 | 0 | 10.71 | 0 | 0 | 0 | 0 | 0 | 0 | 0 | 0 | 0 | 0 | 0 | 0 | 0 | 0 | 0 | 0 | 0 | 0 | 0 | 0 | 0
0 | 0 | 0 | 0 | 0 | 0 | 0 | 0 | 0 | 0 | 0 | 0 | 0 | 0 | 0 | 0 | 0 | 0 | 0 | 0 | 0 | 0 | 0 | 0 | 0 | 0 | 0 | 0 | 0 | 0 | 0 | 0 | 0 | 0 | 0 | 0 | 0 | 0 | 0 | 0 | 0 | 0 | 0 | 0 | 0 | 0 | 0 | 0 | 0 | 0 | 0 | 0 | 0 | 0 | 0 | 0 | 0 | 0 | 0 | 0 | 0 | 0 | 0 | 0 | 0 | 0 | 0 | 0 | 0 | 0 | 0 | 0 | 0 | 0 | 0 | 0 | 0 | 0 | 0 | -9.26 | 0 | 0 | 0 | 0 | 0 | 0 | 0 | 0 | 0 | 0 | 0 | 0 | 0 | 0 | 0 | 0 | 0 | 9.26 | 0 | 0 | 0 | 0 | 0 | 0 | 0 | 0 | 0 | 0 | 0 | 0 | 0 | 0 | 0 | 0 | 0 | 0 | 0 | 0
0 | 0 | 0 | 0 | 0 | 0 | 0 | 0 | 0 | 0 | 0 | 0 | 0 | 0 | 0 | 0 | 0 | 0 | 0 | 0 | 0 | 0 | 0 | 0 | 0 | 0 | 0 | 0 | 0 | 0 | 0 | 0 | 0 | 0 | 0 | 0 | 0 | 0 | 0 | 0 | 0 | 0 | 0 | 0 | 0 | 0 | 0 | 0 | 0 | 0 | 0 | 0 | 0 | 0 | 0 | 0 | 0 | 0 | 0 | 0 | 0 | 0 | 0 | 0 | 0 | 0 | 0 | 0 | 0 | 0 | 0 | 0 | 0 | 0 | 0 | 0 | 0 | 0 | 0 | -4.85 | 0 | 0 | 0 | 0 | 0 | 0 | 0 | 0 | 0 | 0 | 0 | 0 | 0 | 0 | 0 | 0 | 0 | 0 | 4.85 | 0 | 0 | 0 | 0 | 0 | 0 | 0 | 0 | 0 | 0 | 0 | 0 | 0 | 0 | 0 | 0 | 0 | 0 | 0
0 | 0 | 0 | 0 | 0 | 0 | 0 | 0 | 0 | 0 | 0 | 0 | 0 | 0 | 0 | 0 | 0 | 0 | 0 | 0 | 0 | 0 | 0 | 0 | 0 | 0 | 0 | 0 | 0 | 0 | 0 | 0 | 0 | 0 | 0 | 0 | 0 | 0 | 0 | 0 | 0 | 0 | 0 | 0 | 0 | 0 | 0 | 0 | 0 | 0 | 0 | 0 | 0 | 0 | 0 | 0 | 0 | 0 | 0 | 0 | 0 | 0 | 0 | 0 | 0 | 0 | 0 | 0 | 0 | 0 | 0 | 0 | 0 | 0 | 0 | 0 | 0 | 0 | 0 | 0 | 0 | 0 | 0 | 0 | 0 | 0 | 0 | 0 | 0 | 0 | 0 | -3.39 | 0 | 0 | 0 | 0 | 0 | 0 | 0 | 3.39 | 0 | 0 | 0 | 0 | 0 | 0 | 0 | 0 | 0 | 0 | 0 | 0 | 0 | 0 | 0 | 0 | 0 | 0
0 | 0 | 0 | 0 | 0 | 0 | 0 | 0 | 0 | 0 | 0 | 0 | 0 | 0 | 0 | 0 | 0 | 0 | 0 | 0 | 0 | 0 | 0 | 0 | 0 | 0 | 0 | 0 | 0 | 0 | 0 | 0 | 0 | 0 | 0 | 0 | 0 | 0 | 0 | 0 | 0 | 0 | 0 | 0 | 0 | 0 | 0 | 0 | 0 | 0 | 0 | 0 | 0 | 0 | 0 | 0 | 0 | 0 | 0 | 0 | 0 | 0 | 0 | 0 | 0 | 0 | 0 | 0 | 0 | 0 | 0 | 0 | 0 | 0 | 0 | 0 | 0 | 0 | 0 | 0 | 0 | 0 | 0 | 0 | 0 | 0 | 0 | 0 | 0 | 0 | 0 | 0 | 0 | -17.24 | 0 | 0 | 0 | 0 | 0 | 17.24 | 0 | 0 | 0 | 0 | 0 | 0 | 0 | 0 | 0 | 0 | 0 | 0 | 0 | 0 | 0 | 0 | 0 | 0
0 | 0 | 0 | 0 | 0 | 0 | 0 | 0 | 0 | 0 | 0 | 0 | 0 | 0 | 0 | 0 | 0 | 0 | 0 | 0 | 0 | 0 | 0 | 0 | 0 | 0 | 0 | 0 | 0 | 0 | 0 | 0 | 0 | 0 | 0 | 0 | 0 | 0 | 0 | 0 | 0 | 0 | 0 | 0 | 0 | 0 | 0 | 0 | 0 | 0 | 0 | 0 | 0 | 0 | 0 | 0 | 0 | 0 | 0 | 0 | 0 | 0 | 0 | 0 | 0 | 0 | 0 | 0 | 0 | 0 | 0 | 0 | 0 | 0 | 0 | 0 | 0 | 0 | 0 | 0 | 0 | 0 | 0 | 0 | 0 | 0 | 0 | 0 | 0 | 0 | 0 | 0 | 0 | 0 | -18.28 | 18.28 | 0 | 0 | 0 | 0 | 0 | 0 | 0 | 0 | 0 | 0 | 0 | 0 | 0 | 0 | 0 | 0 | 0 | 0 | 0 | 0 | 0 | 0
0 | 0 | 0 | 0 | 0 | 0 | 0 | 0 | 0 | 0 | 0 | 0 | 0 | 0 | 0 | 0 | 0 | 0 | 0 | 0 | 0 | 0 | 0 | 0 | 0 | 0 | 0 | 0 | 0 | 0 | 0 | 0 | 0 | 0 | 0 | 0 | 0 | 0 | 0 | 0 | 0 | 0 | 0 | 0 | 0 | 0 | 0 | 0 | 0 | 0 | 0 | 0 | 0 | 0 | 0 | 0 | 0 | 0 | 0 | 0 | 0 | 0 | 0 | 0 | 0 | 0 | 0 | 0 | 0 | 0 | 0 | 0 | 0 | 0 | 0 | 0 | 0 | 0 | 0 | 0 | 0 | 0 | 0 | 0 | 0 | 0 | 0 | 0 | 0 | 0 | 0 | 0 | 0 | 0 | 0 | -11.3 | 11.3 | 0 | 0 | 0 | 0 | 0 | 0 | 0 | 0 | 0 | 0 | 0 | 0 | 0 | 0 | 0 | 0 | 0 | 0 | 0 | 0 | 0
0 | 0 | 0 | 0 | 0 | 0 | 0 | 0 | 0 | 0 | 0 | 0 | 0 | 0 | 0 | 0 | 0 | 0 | 0 | 0 | 0 | 0 | 0 | 0 | 0 | 0 | 0 | 0 | 0 | 0 | 0 | 0 | 0 | 0 | 0 | 0 | 0 | 0 | 0 | 0 | 0 | 0 | 0 | 0 | 0 | 0 | 0 | 0 | 0 | 0 | 0 | 0 | 0 | 0 | 0 | 0 | 0 | 0 | 0 | 0 | 0 | 0 | 0 | 0 | 0 | 0 | 0 | 0 | 0 | 0 | 0 | 0 | 0 | 0 | 0 | 0 | 0 | 0 | 0 | 0 | 0 | 0 | 0 | 0 | 0 | 0 | 0 | 0 | 0 | 0 | 0 | 0 | 0 | 0 | 0 | 0 | 0 | -5.59 | 0 | 5.59 | 0 | 0 | 0 | 0 | 0 | 0 | 0 | 0 | 0 | 0 | 0 | 0 | 0 | 0 | 0 | 0 | 0 | 0
0 | 0 | 0 | 0 | 0 | 0 | 0 | 0 | 0 | 0 | 0 | 0 | 0 | 0 | 0 | 0 | 0 | 0 | 0 | 0 | 0 | 0 | 0 | 0 | 0 | 0 | 0 | 0 | 0 | 0 | 0 | 0 | 0 | 0 | 0 | 0 | 0 | 0 | 0 | 0 | 0 | 0 | 0 | 0 | 0 | 0 | 0 | 0 | 0 | 0 | 0 | 0 | 0 | 0 | 0 | 0 | 0 | 0 | 0 | 0 | 0 | 0 | 0 | 0 | 0 | 0 | 0 | 0 | 0 | 0 | 0 | 0 | 0 | 0 | 0 | 0 | 0 | 0 | 0 | 0 | 0 | 0 | 0 | 0 | 0 | 0 | 0 | 0 | 0 | 0 | 0 | 0 | 0 | 0 | 0 | 0 | 0 | 0 | -12.3 | 12.3 | 0 | 0 | 0 | 0 | 0 | 0 | 0 | 0 | 0 | 0 | 0 | 0 | 0 | 0 | 0 | 0 | 0 | 0
0 | 0 | 0 | 0 | 0 | 0 | 0 | 0 | 0 | 0 | 0 | 0 | 0 | 0 | 0 | 0 | 0 | 0 | 0 | 0 | 0 | 0 | 0 | 0 | 0 | 0 | 0 | 0 | 0 | 0 | 0 | 0 | 0 | 0 | 0 | 0 | 0 | 0 | 0 | 0 | 0 | 0 | 0 | 0 | 0 | 0 | 0 | 0 | 0 | 0 | 0 | 0 | 0 | 0 | 0 | 0 | 0 | 0 | 0 | 0 | 0 | 0 | 0 | 0 | 0 | 0 | 0 | 0 | 0 | 0 | 0 | 0 | 0 | 0 | 0 | 0 | 0 | 0 | 0 | 0 | 0 | 0 | 0 | 0 | 0 | 0 | 0 | 0 | 0 | 0 | 0 | 0 | 0 | 0 | 0 | 0 | 0 | 0 | 0 | -7.92 | 7.92 | 0 | 0 | 0 | 0 | 0 | 0 | 0 | 0 | 0 | 0 | 0 | 0 | 0 | 0 | 0 | 0 | 0
0 | 0 | 0 | 0 | 0 | 0 | 0 | 0 | 0 | 0 | 0 | 0 | 0 | 0 | 0 | 0 | 0 | 0 | 0 | 0 | 0 | 0 | 0 | 0 | 0 | 0 | 0 | 0 | 0 | 0 | 0 | 0 | 0 | 0 | 0 | 0 | 0 | 0 | 0 | 0 | 0 | 0 | 0 | 0 | 0 | 0 | 0 | 0 | 0 | 0 | 0 | 0 | 0 | 0 | 0 | 0 | 0 | 0 | 0 | 0 | 0 | 0 | 0 | 0 | 0 | 0 | 0 | 0 | 0 | 0 | 0 | 0 | 0 | 0 | 0 | 0 | 0 | 0 | 0 | 0 | 0 | 0 | 0 | 0 | 0 | 0 | 0 | 0 | 0 | 0 | 0 | -17.89 | 0 | 0 | 0 | 0 | 0 | 0 | 0 | 0 | 0 | 17.89 | 0 | 0 | 0 | 0 | 0 | 0 | 0 | 0 | 0 | 0 | 0 | 0 | 0 | 0 | 0 | 0
0 | 0 | 0 | 0 | 0 | 0 | 0 | 0 | 0 | 0 | 0 | 0 | 0 | 0 | 0 | 0 | 0 | 0 | 0 | 0 | 0 | 0 | 0 | 0 | 0 | 0 | 0 | 0 | 0 | 0 | 0 | 0 | 0 | 0 | 0 | 0 | 0 | 0 | 0 | 0 | 0 | 0 | 0 | 0 | 0 | 0 | 0 | 0 | 0 | 0 | 0 | 0 | 0 | 0 | 0 | 0 | 0 | 0 | 0 | 0 | 0 | 0 | 0 | 0 | 0 | 0 | 0 | 0 | 0 | 0 | 0 | 0 | 0 | 0 | 0 | 0 | 0 | 0 | 0 | 0 | 0 | 0 | 0 | 0 | 0 | 0 | 0 | 0 | 0 | 0 | 0 | 0 | 0 | 0 | 0 | 0 | 0 | 0 | 0 | 0 | -8.93 | 8.93 | 0 | 0 | 0 | 0 | 0 | 0 | 0 | 0 | 0 | 0 | 0 | 0 | 0 | 0 | 0 | 0
0 | 0 | 0 | 0 | 0 | 0 | 0 | 0 | 0 | 0 | 0 | 0 | 0 | 0 | 0 | 0 | 0 | 0 | 0 | 0 | 0 | 0 | 0 | 0 | 0 | 0 | 0 | 0 | 0 | 0 | 0 | 0 | 0 | 0 | 0 | 0 | 0 | 0 | 0 | 0 | 0 | 0 | 0 | 0 | 0 | 0 | 0 | 0 | 0 | 0 | 0 | 0 | 0 | 0 | 0 | 0 | 0 | 0 | 0 | 0 | 0 | 0 | 0 | 0 | 0 | 0 | 0 | 0 | 0 | 0 | 0 | 0 | 0 | 0 | 0 | 0 | 0 | 0 | 0 | 0 | 0 | 0 | 0 | 0 | 0 | 0 | 0 | 0 | 0 | 0 | 0 | 0 | 0 | 0 | 0 | 0 | 0 | 0 | 0 | -19.05 | 0 | 0 | 19.05 | 0 | 0 | 0 | 0 | 0 | 0 | 0 | 0 | 0 | 0 | 0 | 0 | 0 | 0 | 0
0 | 0 | 0 | 0 | 0 | 0 | 0 | 0 | 0 | 0 | 0 | 0 | 0 | 0 | 0 | 0 | 0 | 0 | 0 | 0 | 0 | 0 | 0 | 0 | 0 | 0 | 0 | 0 | 0 | 0 | 0 | 0 | 0 | 0 | 0 | 0 | 0 | 0 | 0 | 0 | 0 | 0 | 0 | 0 | 0 | 0 | 0 | 0 | 0 | 0 | 0 | 0 | 0 | 0 | 0 | 0 | 0 | 0 | 0 | 0 | 0 | 0 | 0 | 0 | 0 | 0 | 0 | 0 | 0 | 0 | 0 | 0 | 0 | 0 | 0 | 0 | 0 | 0 | 0 | 0 | 0 | 0 | 0 | 0 | 0 | 0 | 0 | 0 | 0 | 0 | 0 | 0 | 0 | 0 | 0 | 0 | 0 | 0 | 0 | -4.9 | 0 | 0 | 0 | 4.9 | 0 | 0 | 0 | 0 | 0 | 0 | 0 | 0 | 0 | 0 | 0 | 0 | 0 | 0
0 | 0 | 0 | 0 | 0 | 0 | 0 | 0 | 0 | 0 | 0 | 0 | 0 | 0 | 0 | 0 | 0 | 0 | 0 | 0 | 0 | 0 | 0 | 0 | 0 | 0 | 0 | 0 | 0 | 0 | 0 | 0 | 0 | 0 | 0 | 0 | 0 | 0 | 0 | 0 | 0 | 0 | 0 | 0 | 0 | 0 | 0 | 0 | 0 | 0 | 0 | 0 | 0 | 0 | 0 | 0 | 0 | 0 | 0 | 0 | 0 | 0 | 0 | 0 | 0 | 0 | 0 | 0 | 0 | 0 | 0 | 0 | 0 | 0 | 0 | 0 | 0 | 0 | 0 | 0 | 0 | 0 | 0 | 0 | 0 | 0 | 0 | 0 | 0 | 0 | 0 | 0 | 0 | 0 | 0 | 0 | 0 | 0 | 0 | 0 | 0 | 0 | -6.31 | 6.31 | 0 | 0 | 0 | 0 | 0 | 0 | 0 | 0 | 0 | 0 | 0 | 0 | 0 | 0
0 | 0 | 0 | 0 | 0 | 0 | 0 | 0 | 0 | 0 | 0 | 0 | 0 | 0 | 0 | 0 | 0 | 0 | 0 | 0 | 0 | 0 | 0 | 0 | 0 | 0 | 0 | 0 | 0 | 0 | 0 | 0 | 0 | 0 | 0 | 0 | 0 | 0 | 0 | 0 | 0 | 0 | 0 | 0 | 0 | 0 | 0 | 0 | 0 | 0 | 0 | 0 | 0 | 0 | 0 | 0 | 0 | 0 | 0 | 0 | 0 | 0 | 0 | 0 | 0 | 0 | 0 | 0 | 0 | 0 | 0 | 0 | 0 | 0 | 0 | 0 | 0 | 0 | 0 | 0 | 0 | 0 | 0 | 0 | 0 | 0 | 0 | 0 | 0 | 0 | 0 | 0 | 0 | 0 | 0 | 0 | 0 | 0 | 0 | 0 | 0 | 0 | -6.15 | 0 | 6.15 | 0 | 0 | 0 | 0 | 0 | 0 | 0 | 0 | 0 | 0 | 0 | 0 | 0
0 | 0 | 0 | 0 | 0 | 0 | 0 | 0 | 0 | 0 | 0 | 0 | 0 | 0 | 0 | 0 | 0 | 0 | 0 | 0 | 0 | 0 | 0 | 0 | 0 | 0 | 0 | 0 | 0 | 0 | 0 | 0 | 0 | 0 | 0 | 0 | 0 | 0 | 0 | 0 | 0 | 0 | 0 | 0 | 0 | 0 | 0 | 0 | 0 | 0 | 0 | 0 | 0 | 0 | 0 | 0 | 0 | 0 | 0 | 0 | 0 | 0 | 0 | 0 | 0 | 0 | 0 | 0 | 0 | 0 | 0 | 0 | 0 | 0 | 0 | 0 | 0 | 0 | 0 | 0 | 0 | 0 | 0 | 0 | 0 | 0 | 0 | 0 | 0 | 0 | 0 | 0 | 0 | 0 | 0 | 0 | 0 | 0 | 0 | -4.37 | 0 | 0 | 0 | 0 | 0 | 4.37 | 0 | 0 | 0 | 0 | 0 | 0 | 0 | 0 | 0 | 0 | 0 | 0
0 | 0 | 0 | 0 | 0 | 0 | 0 | 0 | 0 | 0 | 0 | 0 | 0 | 0 | 0 | 0 | 0 | 0 | 0 | 0 | 0 | 0 | 0 | 0 | 0 | 0 | 0 | 0 | 0 | 0 | 0 | 0 | 0 | 0 | 0 | 0 | 0 | 0 | 0 | 0 | 0 | 0 | 0 | 0 | 0 | 0 | 0 | 0 | 0 | 0 | 0 | 0 | 0 | 0 | 0 | 0 | 0 | 0 | 0 | 0 | 0 | 0 | 0 | 0 | 0 | 0 | 0 | 0 | 0 | 0 | 0 | 0 | 0 | 0 | 0 | 0 | 0 | 0 | 0 | 0 | 0 | 0 | 0 | 0 | 0 | 0 | 0 | 0 | 0 | 0 | 0 | 0 | 0 | 0 | 0 | 0 | 0 | 0 | 0 | 0 | 0 | 0 | 0 | -26.46 | 26.46 | 0 | 0 | 0 | 0 | 0 | 0 | 0 | 0 | 0 | 0 | 0 | 0 | 0
0 | 0 | 0 | 0 | 0 | 0 | 0 | 0 | 0 | 0 | 0 | 0 | 0 | 0 | 0 | 0 | 0 | 0 | 0 | 0 | 0 | 0 | 0 | 0 | 0 | 0 | 0 | 0 | 0 | 0 | 0 | 0 | 0 | 0 | 0 | 0 | 0 | 0 | 0 | 0 | 0 | 0 | 0 | 0 | 0 | 0 | 0 | 0 | 0 | 0 | 0 | 0 | 0 | 0 | 0 | 0 | 0 | 0 | 0 | 0 | 0 | 0 | 0 | 0 | 0 | 0 | 0 | 0 | 0 | 0 | 0 | 0 | 0 | 0 | 0 | 0 | 0 | 0 | 0 | 0 | 0 | 0 | 0 | 0 | 0 | 0 | 0 | 0 | 0 | 0 | 0 | 0 | 0 | 0 | 0 | 0 | 0 | 0 | 0 | 0 | 0 | 0 | 0 | 0 | -18.28 | 18.28 | 0 | 0 | 0 | 0 | 0 | 0 | 0 | 0 | 0 | 0 | 0 | 0
0 | 0 | 0 | 0 | 0 | 0 | 0 | 0 | 0 | 0 | 0 | 0 | 0 | 0 | 0 | 0 | 0 | 0 | 0 | 0 | 0 | 0 | 0 | 0 | 0 | 0 | 0 | 0 | 0 | 0 | 0 | 0 | 0 | 0 | 0 | 0 | 0 | 0 | 0 | 0 | 0 | 0 | 0 | 0 | 0 | 0 | 0 | 0 | 0 | 0 | 0 | 0 | 0 | 0 | 0 | 0 | 0 | 0 | 0 | 0 | 0 | 0 | 0 | 0 | 0 | 0 | 0 | 0 | 0 | 0 | 0 | 0 | 0 | 0 | 0 | 0 | 0 | 0 | 0 | 0 | 0 | 0 | 0 | 0 | 0 | 0 | 0 | 0 | 0 | 0 | 0 | 0 | 0 | 0 | 0 | 0 | 0 | 0 | 0 | 0 | 0 | 0 | 0 | 0 | -5.46 | 0 | 5.46 | 0 | 0 | 0 | 0 | 0 | 0 | 0 | 0 | 0 | 0 | 0
0 | 0 | 0 | 0 | 0 | 0 | 0 | 0 | 0 | 0 | 0 | 0 | 0 | 0 | 0 | 0 | 0 | 0 | 0 | 0 | 0 | 0 | 0 | 0 | 0 | 0 | 0 | 0 | 0 | 0 | 0 | 0 | 0 | 0 | 0 | 0 | 0 | 0 | 0 | 0 | 0 | 0 | 0 | 0 | 0 | 0 | 0 | 0 | 0 | 0 | 0 | 0 | 0 | 0 | 0 | 0 | 0 | 0 | 0 | 0 | 0 | 0 | 0 | 0 | 0 | 0 | 0 | 0 | 0 | 0 | 0 | 0 | 0 | 0 | 0 | 0 | 0 | 0 | 0 | 0 | 0 | 0 | 0 | 0 | 0 | 0 | 0 | 0 | 0 | 0 | 0 | 0 | 0 | 0 | 0 | 0 | 0 | 0 | 0 | 0 | 0 | 0 | 0 | 0 | -14.22 | 0 | 0 | 14.22 | 0 | 0 | 0 | 0 | 0 | 0 | 0 | 0 | 0 | 0
0 | 0 | 0 | 0 | 0 | 0 | 0 | 0 | 0 | 0 | 0 | 0 | 0 | 0 | 0 | 0 | 0 | 0 | 0 | 0 | 0 | 0 | 0 | 0 | 0 | 0 | 0 | 0 | 0 | 0 | 0 | 0 | 0 | 0 | 0 | 0 | 0 | 0 | 0 | 0 | 0 | 0 | 0 | 0 | 0 | 0 | 0 | 0 | 0 | 0 | 0 | 0 | 0 | 0 | 0 | 0 | 0 | 0 | 0 | 0 | 0 | 0 | 0 | 0 | 0 | 0 | 0 | 0 | 0 | 0 | 0 | 0 | 0 | 0 | 0 | 0 | 0 | 0 | 0 | 0 | 0 | 0 | 0 | 0 | 0 | 0 | 0 | 0 | 0 | 0 | 0 | 0 | 0 | 0 | 0 | 0 | 0 | 0 | 0 | 0 | 0 | 0 | 0 | 0 | 0 | -5.46 | 5.46 | 0 | 0 | 0 | 0 | 0 | 0 | 0 | 0 | 0 | 0 | 0
0 | 0 | 0 | 0 | 0 | 0 | 0 | 0 | 0 | 0 | 0 | 0 | 0 | 0 | 0 | 0 | 0 | 0 | 0 | 0 | 0 | 0 | 0 | 0 | 0 | 0 | 0 | 0 | 0 | 0 | 0 | 0 | 0 | 0 | 0 | 0 | 0 | 0 | 0 | 0 | 0 | 0 | 0 | 0 | 0 | 0 | 0 | 0 | 0 | 0 | 0 | 0 | 0 | 0 | 0 | 0 | 0 | 0 | 0 | 0 | 0 | 0 | 0 | 0 | 0 | 0 | 0 | 0 | 0 | 0 | 0 | 0 | 0 | 0 | 0 | 0 | 0 | 0 | 0 | 0 | 0 | 0 | 0 | 0 | 0 | 0 | 0 | 0 | 0 | 0 | 0 | 0 | 0 | 0 | 0 | 0 | 0 | 0 | 0 | 0 | 0 | 0 | 0 | 0 | 0 | 0 | 0 | -34.72 | 34.72 | 0 | 0 | 0 | 0 | 0 | 0 | 0 | 0 | 0
0 | 0 | 0 | 0 | 0 | 0 | 0 | 0 | 0 | 0 | 0 | 0 | 0 | 0 | 0 | 0 | 0 | 0 | 0 | 0 | 0 | 0 | 0 | 0 | 0 | 0 | 0 | 0 | 0 | 0 | 0 | 0 | 0 | 0 | 0 | 0 | 0 | 0 | 0 | 0 | 0 | 0 | 0 | 0 | 0 | 0 | 0 | 0 | 0 | 0 | 0 | 0 | 0 | 0 | 0 | 0 | 0 | 0 | 0 | 0 | 0 | 0 | 0 | 0 | 0 | 0 | 0 | 0 | 0 | 0 | 0 | 0 | 0 | 0 | 0 | 0 | 0 | 0 | 0 | 0 | 0 | 0 | 0 | 0 | 0 | 0 | 0 | 0 | 0 | 0 | 0 | 0 | 0 | 0 | 0 | 0 | 0 | 0 | 0 | 0 | 0 | 0 | -5.52 | 0 | 0 | 0 | 0 | 0 | 0 | 5.52 | 0 | 0 | 0 | 0 | 0 | 0 | 0 | 0
0 | 0 | 0 | 0 | 0 | 0 | 0 | 0 | 0 | 0 | 0 | 0 | 0 | 0 | 0 | 0 | 0 | 0 | 0 | 0 | 0 | 0 | 0 | 0 | 0 | 0 | 0 | 0 | 0 | 0 | 0 | 0 | 0 | 0 | 0 | 0 | 0 | 0 | 0 | 0 | 0 | 0 | 0 | 0 | 0 | 0 | 0 | 0 | 0 | 0 | 0 | 0 | 0 | 0 | 0 | 0 | 0 | 0 | 0 | 0 | 0 | 0 | 0 | 0 | 0 | 0 | 0 | 0 | 0 | 0 | 0 | 0 | 0 | 0 | 0 | 0 | 0 | 0 | 0 | 0 | 0 | 0 | 0 | 0 | 0 | 0 | 0 | 0 | 0 | 0 | 0 | 0 | 0 | 0 | 0 | 0 | 0 | 0 | 0 | 0 | 0 | 0 | 0 | 0 | 0 | 0 | 0 | 0 | -13.12 | 13.12 | 0 | 0 | 0 | 0 | 0 | 0 | 0 | 0
0 | 0 | 0 | 0 | 0 | 0 | 0 | 0 | 0 | 0 | 0 | 0 | 0 | 0 | 0 | 0 | 0 | 0 | 0 | 0 | 0 | 0 | 0 | 0 | 0 | 0 | 0 | 0 | 0 | 0 | 0 | 0 | 0 | 0 | 0 | 0 | 0 | 0 | 0 | 0 | 0 | 0 | 0 | 0 | 0 | 0 | 0 | 0 | 0 | 0 | 0 | 0 | 0 | 0 | 0 | 0 | 0 | 0 | 0 | 0 | 0 | 0 | 0 | 0 | 0 | 0 | 0 | 0 | 0 | 0 | 0 | 0 | 0 | 0 | 0 | 0 | 0 | 0 | 0 | 0 | 0 | 0 | 0 | 0 | 0 | 0 | 0 | 0 | 0 | 0 | 0 | 0 | 0 | 0 | 0 | 0 | 0 | 0 | 0 | 0 | 0 | 0 | 0 | 0 | 0 | 0 | 0 | 0 | 0 | -13.25 | 13.25 | 0 | 0 | 0 | 0 | 0 | 0 | 0
0 | 0 | 0 | 0 | 0 | 0 | 0 | 0 | 0 | 0 | 0 | 0 | 0 | 0 | 0 | 0 | 0 | 0 | 0 | 0 | 0 | 0 | 0 | 0 | 0 | 0 | 0 | 0 | 0 | 0 | 0 | 0 | 0 | 0 | 0 | 0 | 0 | 0 | 0 | 0 | 0 | 0 | 0 | 0 | 0 | 0 | 0 | 0 | 0 | 0 | 0 | 0 | 0 | 0 | 0 | 0 | 0 | 0 | 0 | 0 | 0 | 0 | 0 | 0 | 0 | 0 | 0 | 0 | 0 | 0 | 0 | 0 | 0 | 0 | 0 | 0 | 0 | 0 | 0 | 0 | 0 | 0 | 0 | 0 | 0 | 0 | 0 | 0 | 0 | 0 | 0 | 0 | 0 | 0 | 0 | 0 | 0 | 0 | 0 | 0 | 0 | 0 | 0 | 0 | 0 | 0 | 0 | 0 | 0 | -15.62 | 0 | 15.62 | 0 | 0 | 0 | 0 | 0 | 0
0 | 0 | 0 | 0 | 0 | 0 | 0 | 0 | 0 | 0 | 0 | 0 | 0 | 0 | 0 | 0 | -33.22 | 0 | 0 | 0 | 0 | 0 | 0 | 0 | 0 | 0 | 0 | 0 | 0 | 0 | 0 | 0 | 0 | 0 | 0 | 0 | 0 | 0 | 0 | 0 | 0 | 0 | 0 | 0 | 0 | 0 | 0 | 0 | 0 | 0 | 0 | 0 | 0 | 0 | 0 | 0 | 0 | 0 | 0 | 0 | 0 | 0 | 0 | 0 | 0 | 0 | 0 | 0 | 0 | 0 | 0 | 0 | 0 | 0 | 0 | 0 | 0 | 0 | 0 | 0 | 0 | 0 | 0 | 0 | 0 | 0 | 0 | 0 | 0 | 0 | 0 | 0 | 0 | 0 | 0 | 0 | 0 | 0 | 0 | 0 | 0 | 0 | 0 | 0 | 0 | 0 | 0 | 0 | 0 | 0 | 0 | 0 | 33.22 | 0 | 0 | 0 | 0 | 0
0 | 0 | 0 | 0 | 0 | 0 | 0 | 0 | 0 | 0 | 0 | 0 | 0 | 0 | 0 | 0 | 0 | 0 | 0 | 0 | 0 | 0 | 0 | 0 | 0 | 0 | 0 | 0 | 0 | 0 | 0 | -4.93 | 0 | 0 | 0 | 0 | 0 | 0 | 0 | 0 | 0 | 0 | 0 | 0 | 0 | 0 | 0 | 0 | 0 | 0 | 0 | 0 | 0 | 0 | 0 | 0 | 0 | 0 | 0 | 0 | 0 | 0 | 0 | 0 | 0 | 0 | 0 | 0 | 0 | 0 | 0 | 0 | 0 | 0 | 0 | 0 | 0 | 0 | 0 | 0 | 0 | 0 | 0 | 0 | 0 | 0 | 0 | 0 | 0 | 0 | 0 | 0 | 0 | 0 | 0 | 0 | 0 | 0 | 0 | 0 | 0 | 0 | 0 | 0 | 0 | 0 | 0 | 0 | 0 | 0 | 0 | 0 | 4.93 | 0 | 0 | 0 | 0 | 0
0 | 0 | 0 | 0 | 0 | 0 | 0 | 0 | 0 | 0 | 0 | 0 | 0 | 0 | 0 | 0 | 0 | 0 | 0 | 0 | 0 | 0 | 0 | 0 | 0 | 0 | 0 | 0 | 0 | 0 | 0 | -16.34 | 0 | 0 | 0 | 0 | 0 | 0 | 0 | 0 | 0 | 0 | 0 | 0 | 0 | 0 | 0 | 0 | 0 | 0 | 0 | 0 | 0 | 0 | 0 | 0 | 0 | 0 | 0 | 0 | 0 | 0 | 0 | 0 | 0 | 0 | 0 | 0 | 0 | 0 | 0 | 0 | 0 | 0 | 0 | 0 | 0 | 0 | 0 | 0 | 0 | 0 | 0 | 0 | 0 | 0 | 0 | 0 | 0 | 0 | 0 | 0 | 0 | 0 | 0 | 0 | 0 | 0 | 0 | 0 | 0 | 0 | 0 | 0 | 0 | 0 | 0 | 0 | 0 | 0 | 0 | 0 | 0 | 16.34 | 0 | 0 | 0 | 0
0 | 0 | 0 | 0 | 0 | 0 | 0 | 0 | 0 | 0 | 0 | 0 | 0 | 0 | 0 | 0 | 0 | 0 | 0 | 0 | 0 | 0 | 0 | 0 | 0 | 0 | -13.5 | 0 | 0 | 0 | 0 | 0 | 0 | 0 | 0 | 0 | 0 | 0 | 0 | 0 | 0 | 0 | 0 | 0 | 0 | 0 | 0 | 0 | 0 | 0 | 0 | 0 | 0 | 0 | 0 | 0 | 0 | 0 | 0 | 0 | 0 | 0 | 0 | 0 | 0 | 0 | 0 | 0 | 0 | 0 | 0 | 0 | 0 | 0 | 0 | 0 | 0 | 0 | 0 | 0 | 0 | 0 | 0 | 0 | 0 | 0 | 0 | 0 | 0 | 0 | 0 | 0 | 0 | 0 | 0 | 0 | 0 | 0 | 0 | 0 | 0 | 0 | 0 | 0 | 0 | 0 | 0 | 0 | 0 | 0 | 0 | 0 | 0 | 0 | 13.5 | 0 | 0 | 0
0 | 0 | 0 | 0 | 0 | 0 | 0 | 0 | 0 | 0 | 0 | 0 | 0 | 0 | 0 | 0 | 0 | 0 | 0 | 0 | 0 | 0 | 0 | 0 | 0 | 0 | 0 | 0 | 0 | 0 | 0 | 0 | 0 | 0 | 0 | 0 | 0 | 0 | 0 | 0 | 0 | 0 | 0 | 0 | 0 | 0 | 0 | 0 | 0 | 0 | 0 | 0 | 0 | 0 | 0 | 0 | 0 | 0 | 0 | 0 | 0 | 0 | 0 | 0 | 0 | 0 | 0 | 0 | 0 | 0 | 0 | 0 | 0 | 0 | 0 | 0 | 0 | 0 | 0 | 0 | 0 | 0 | 0 | 0 | 0 | 0 | 0 | 0 | 0 | 0 | 0 | 0 | 0 | 0 | 0 | 0 | 0 | 0 | 0 | 0 | 0 | 0 | 0 | 0 | 0 | 0 | 0 | 0 | 0 | 0 | 0 | 0 | 0 | -96.15 | 96.15 | 0 | 0 | 0
0 | 0 | 0 | 0 | 0 | 0 | 0 | 0 | 0 | 0 | 0 | 0 | 0 | 0 | 0 | 0 | 0 | 0 | 0 | 0 | 0 | 0 | 0 | 0 | 0 | 0 | 0 | 0 | 0 | 0 | 0 | 0 | 0 | 0 | 0 | 0 | 0 | 0 | 0 | 0 | 0 | 0 | 0 | 0 | 0 | 0 | 0 | 0 | 0 | 0 | 0 | 0 | 0 | 0 | 0 | 0 | 0 | 0 | 0 | 0 | 0 | 0 | 0 | 0 | 0 | 0 | 0 | -246.91 | 0 | 0 | 0 | 0 | 0 | 0 | 0 | 0 | 0 | 0 | 0 | 0 | 0 | 0 | 0 | 0 | 0 | 0 | 0 | 0 | 0 | 0 | 0 | 0 | 0 | 0 | 0 | 0 | 0 | 0 | 0 | 0 | 0 | 0 | 0 | 0 | 0 | 0 | 0 | 0 | 0 | 0 | 0 | 0 | 0 | 0 | 0 | 246.91 | 0 | 0
0 | 0 | 0 | 0 | 0 | 0 | 0 | 0 | 0 | 0 | 0 | -7.14 | 0 | 0 | 0 | 0 | 0 | 0 | 0 | 0 | 0 | 0 | 0 | 0 | 0 | 0 | 0 | 0 | 0 | 0 | 0 | 0 | 0 | 0 | 0 | 0 | 0 | 0 | 0 | 0 | 0 | 0 | 0 | 0 | 0 | 0 | 0 | 0 | 0 | 0 | 0 | 0 | 0 | 0 | 0 | 0 | 0 | 0 | 0 | 0 | 0 | 0 | 0 | 0 | 0 | 0 | 0 | 0 | 0 | 0 | 0 | 0 | 0 | 0 | 0 | 0 | 0 | 0 | 0 | 0 | 0 | 0 | 0 | 0 | 0 | 0 | 0 | 0 | 0 | 0 | 0 | 0 | 0 | 0 | 0 | 0 | 0 | 0 | 0 | 0 | 0 | 0 | 0 | 0 | 0 | 0 | 0 | 0 | 0 | 0 | 0 | 0 | 0 | 0 | 0 | 0 | 7.14 | 0
0 | 0 | 0 | 0 | 0 | 0 | 0 | 0 | 0 | 0 | 0 | 0 | 0 | 0 | 0 | 0 | 0 | 0 | 0 | 0 | 0 | 0 | 0 | 0 | 0 | 0 | 0 | 0 | 0 | 0 | 0 | 0 | 0 | 0 | 0 | 0 | 0 | 0 | 0 | 0 | 0 | 0 | 0 | 0 | 0 | 0 | 0 | 0 | 0 | 0 | 0 | 0 | 0 | 0 | 0 | 0 | 0 | 0 | 0 | 0 | 0 | 0 | 0 | 0 | 0 | 0 | 0 | 0 | 0 | 0 | 0 | 0 | 0 | 0 | -20.79 | 0 | 0 | 0 | 0 | 0 | 0 | 0 | 0 | 0 | 0 | 0 | 0 | 0 | 0 | 0 | 0 | 0 | 0 | 0 | 0 | 0 | 0 | 0 | 0 | 0 | 0 | 0 | 0 | 0 | 0 | 0 | 0 | 0 | 0 | 0 | 0 | 0 | 0 | 0 | 0 | 0 | 0 | 20.79
0 | 0 | 0 | 0 | 0 | 0 | 0 | 0 | 0 | 0 | 0 | 0 | 0 | 0 | 0 | 0 | 0 | 0 | 0 | 0 | 0 | 0 | 0 | 0 | 0 | 0 | 0 | 0 | 0 | 0 | 0 | 0 | 0 | 0 | 0 | 0 | 0 | 0 | 0 | 0 | 0 | 0 | 0 | 0 | 0 | 0 | 0 | 0 | 0 | 0 | 0 | 0 | 0 | 0 | 0 | 0 | 0 | 0 | 0 | 0 | 0 | 0 | 0 | 0 | 0 | 0 | 0 | 0 | 0 | 0 | 0 | 0 | 0 | 0 | 0 | -18.38 | 0 | 0 | 0 | 0 | 0 | 0 | 0 | 0 | 0 | 0 | 0 | 0 | 0 | 0 | 0 | 0 | 0 | 0 | 0 | 0 | 0 | 0 | 0 | 0 | 0 | 0 | 0 | 0 | 0 | 0 | 0 | 0 | 0 | 0 | 0 | 0 | 0 | 0 | 0 | 0 | 0 | 18.38
33.59 | -10.01 | -23.58 | 0 | 0 | 0 | 0 | 0 | 0 | 0 | 0 | 0 | 0 | 0 | 0 | 0 | 0 | 0 | 0 | 0 | 0 | 0 | 0 | 0 | 0 | 0 | 0 | 0 | 0 | 0 | 0 | 0 | 0 | 0 | 0 | 0 | 0 | 0 | 0 | 0 | 0 | 0 | 0 | 0 | 0 | 0 | 0 | 0 | 0 | 0 | 0 | 0 | 0 | 0 | 0 | 0 | 0 | 0 | 0 | 0 | 0 | 0 | 0 | 0 | 0 | 0 | 0 | 0 | 0 | 0 | 0 | 0 | 0 | 0 | 0 | 0 | 0 | 0 | 0 | 0 | 0 | 0 | 0 | 0 | 0 | 0 | 0 | 0 | 0 | 0 | 0 | 0 | 0 | 0 | 0 | 0 | 0 | 0 | 0 | 0 | 0 | 0 | 0 | 0 | 0 | 0 | 0 | 0 | 0 | 0 | 0 | 0 | 0 | 0 | 0 | 0 | 0 | 0
-10.01 | 26.24 | 0 | 0 | 0 | 0 | 0 | 0 | 0 | 0 | 0 | -16.23 | 0 | 0 | 0 | 0 | 0 | 0 | 0 | 0 | 0 | 0 | 0 | 0 | 0 | 0 | 0 | 0 | 0 | 0 | 0 | 0 | 0 | 0 | 0 | 0 | 0 | 0 | 0 | 0 | 0 | 0 | 0 | 0 | 0 | 0 | 0 | 0 | 0 | 0 | 0 | 0 | 0 | 0 | 0 | 0 | 0 | 0 | 0 | 0 | 0 | 0 | 0 | 0 | 0 | 0 | 0 | 0 | 0 | 0 | 0 | 0 | 0 | 0 | 0 | 0 | 0 | 0 | 0 | 0 | 0 | 0 | 0 | 0 | 0 | 0 | 0 | 0 | 0 | 0 | 0 | 0 | 0 | 0 | 0 | 0 | 0 | 0 | 0 | 0 | 0 | 0 | 0 | 0 | 0 | 0 | 0 | 0 | 0 | 0 | 0 | 0 | 0 | 0 | 0 | 0 | 0 | 0
-23.58 | 0 | 39.09 | 0 | -9.26 | 0 | 0 | 0 | 0 | 0 | 0 | -6.25 | 0 | 0 | 0 | 0 | 0 | 0 | 0 | 0 | 0 | 0 | 0 | 0 | 0 | 0 | 0 | 0 | 0 | 0 | 0 | 0 | 0 | 0 | 0 | 0 | 0 | 0 | 0 | 0 | 0 | 0 | 0 | 0 | 0 | 0 | 0 | 0 | 0 | 0 | 0 | 0 | 0 | 0 | 0 | 0 | 0 | 0 | 0 | 0 | 0 | 0 | 0 | 0 | 0 | 0 | 0 | 0 | 0 | 0 | 0 | 0 | 0 | 0 | 0 | 0 | 0 | 0 | 0 | 0 | 0 | 0 | 0 | 0 | 0 | 0 | 0 | 0 | 0 | 0 | 0 | 0 | 0 | 0 | 0 | 0 | 0 | 0 | 0 | 0 | 0 | 0 | 0 | 0 | 0 | 0 | 0 | 0 | 0 | 0 | 0 | 0 | 0 | 0 | 0 | 0 | 0 | 0
0 | 0 | 0 | 139.84 | -125.31 | 0 | 0 | 0 | 0 | 0 | -14.53 | 0 | 0 | 0 | 0 | 0 | 0 | 0 | 0 | 0 | 0 | 0 | 0 | 0 | 0 | 0 | 0 | 0 | 0 | 0 | 0 | 0 | 0 | 0 | 0 | 0 | 0 | 0 | 0 | 0 | 0 | 0 | 0 | 0 | 0 | 0 | 0 | 0 | 0 | 0 | 0 | 0 | 0 | 0 | 0 | 0 | 0 | 0 | 0 | 0 | 0 | 0 | 0 | 0 | 0 | 0 | 0 | 0 | 0 | 0 | 0 | 0 | 0 | 0 | 0 | 0 | 0 | 0 | 0 | 0 | 0 | 0 | 0 | 0 | 0 | 0 | 0 | 0 | 0 | 0 | 0 | 0 | 0 | 0 | 0 | 0 | 0 | 0 | 0 | 0 | 0 | 0 | 0 | 0 | 0 | 0 | 0 | 0 | 0 | 0 | 0 | 0 | 0 | 0 | 0 | 0 | 0 | 0
0 | 0 | -9.26 | -125.31 | 205.2 | -18.52 | 0 | -37.45 | 0 | 0 | -14.66 | 0 | 0 | 0 | 0 | 0 | 0 | 0 | 0 | 0 | 0 | 0 | 0 | 0 | 0 | 0 | 0 | 0 | 0 | 0 | 0 | 0 | 0 | 0 | 0 | 0 | 0 | 0 | 0 | 0 | 0 | 0 | 0 | 0 | 0 | 0 | 0 | 0 | 0 | 0 | 0 | 0 | 0 | 0 | 0 | 0 | 0 | 0 | 0 | 0 | 0 | 0 | 0 | 0 | 0 | 0 | 0 | 0 | 0 | 0 | 0 | 0 | 0 | 0 | 0 | 0 | 0 | 0 | 0 | 0 | 0 | 0 | 0 | 0 | 0 | 0 | 0 | 0 | 0 | 0 | 0 | 0 | 0 | 0 | 0 | 0 | 0 | 0 | 0 | 0 | 0 | 0 | 0 | 0 | 0 | 0 | 0 | 0 | 0 | 0 | 0 | 0 | 0 | 0 | 0 | 0 | 0 | 0
0 | 0 | 0 | 0 | -18.52 | 66.6 | -48.08 | 0 | 0 | 0 | 0 | 0 | 0 | 0 | 0 | 0 | 0 | 0 | 0 | 0 | 0 | 0 | 0 | 0 | 0 | 0 | 0 | 0 | 0 | 0 | 0 | 0 | 0 | 0 | 0 | 0 | 0 | 0 | 0 | 0 | 0 | 0 | 0 | 0 | 0 | 0 | 0 | 0 | 0 | 0 | 0 | 0 | 0 | 0 | 0 | 0 | 0 | 0 | 0 | 0 | 0 | 0 | 0 | 0 | 0 | 0 | 0 | 0 | 0 | 0 | 0 | 0 | 0 | 0 | 0 | 0 | 0 | 0 | 0 | 0 | 0 | 0 | 0 | 0 | 0 | 0 | 0 | 0 | 0 | 0 | 0 | 0 | 0 | 0 | 0 | 0 | 0 | 0 | 0 | 0 | 0 | 0 | 0 | 0 | 0 | 0 | 0 | 0 | 0 | 0 | 0 | 0 | 0 | 0 | 0 | 0 | 0 | 0
0 | 0 | 0 | 0 | 0 | -48.08 | 77.49 | 0 | 0 | 0 | 0 | -29.41 | 0 | 0 | 0 | 0 | 0 | 0 | 0 | 0 | 0 | 0 | 0 | 0 | 0 | 0 | 0 | 0 | 0 | 0 | 0 | 0 | 0 | 0 | 0 | 0 | 0 | 0 | 0 | 0 | 0 | 0 | 0 | 0 | 0 | 0 | 0 | 0 | 0 | 0 | 0 | 0 | 0 | 0 | 0 | 0 | 0 | 0 | 0 | 0 | 0 | 0 | 0 | 0 | 0 | 0 | 0 | 0 | 0 | 0 | 0 | 0 | 0 | 0 | 0 | 0 | 0 | 0 | 0 | 0 | 0 | 0 | 0 | 0 | 0 | 0 | 0 | 0 | 0 | 0 | 0 | 0 | 0 | 0 | 0 | 0 | 0 | 0 | 0 | 0 | 0 | 0 | 0 | 0 | 0 | 0 | 0 | 0 | 0 | 0 | 0 | 0 | 0 | 0 | 0 | 0 | 0 | 0
0 | 0 | 0 | 0 | -37.45 | 0 | 0 | 90.08 | -32.79 | 0 | 0 | 0 | 0 | 0 | 0 | 0 | 0 | 0 | 0 | 0 | 0 | 0 | 0 | 0 | 0 | 0 | 0 | 0 | 0 | -19.84 | 0 | 0 | 0 | 0 | 0 | 0 | 0 | 0 | 0 | 0 | 0 | 0 | 0 | 0 | 0 | 0 | 0 | 0 | 0 | 0 | 0 | 0 | 0 | 0 | 0 | 0 | 0 | 0 | 0 | 0 | 0 | 0 | 0 | 0 | 0 | 0 | 0 | 0 | 0 | 0 | 0 | 0 | 0 | 0 | 0 | 0 | 0 | 0 | 0 | 0 | 0 | 0 | 0 | 0 | 0 | 0 | 0 | 0 | 0 | 0 | 0 | 0 | 0 | 0 | 0 | 0 | 0 | 0 | 0 | 0 | 0 | 0 | 0 | 0 | 0 | 0 | 0 | 0 | 0 | 0 | 0 | 0 | 0 | 0 | 0 | 0 | 0 | 0
0 | 0 | 0 | 0 | 0 | 0 | 0 | -32.79 | 63.85 | -31.06 | 0 | 0 | 0 | 0 | 0 | 0 | 0 | 0 | 0 | 0 | 0 | 0 | 0 | 0 | 0 | 0 | 0 | 0 | 0 | 0 | 0 | 0 | 0 | 0 | 0 | 0 | 0 | 0 | 0 | 0 | 0 | 0 | 0 | 0 | 0 | 0 | 0 | 0 | 0 | 0 | 0 | 0 | 0 | 0 | 0 | 0 | 0 | 0 | 0 | 0 | 0 | 0 | 0 | 0 | 0 | 0 | 0 | 0 | 0 | 0 | 0 | 0 | 0 | 0 | 0 | 0 | 0 | 0 | 0 | 0 | 0 | 0 | 0 | 0 | 0 | 0 | 0 | 0 | 0 | 0 | 0 | 0 | 0 | 0 | 0 | 0 | 0 | 0 | 0 | 0 | 0 | 0 | 0 | 0 | 0 | 0 | 0 | 0 | 0 | 0 | 0 | 0 | 0 | 0 | 0 | 0 | 0 | 0
0 | 0 | 0 | 0 | 0 | 0 | 0 | 0 | -31.06 | 31.06 | 0 | 0 | 0 | 0 | 0 | 0 | 0 | 0 | 0 | 0 | 0 | 0 | 0 | 0 | 0 | 0 | 0 | 0 | 0 | 0 | 0 | 0 | 0 | 0 | 0 | 0 | 0 | 0 | 0 | 0 | 0 | 0 | 0 | 0 | 0 | 0 | 0 | 0 | 0 | 0 | 0 | 0 | 0 | 0 | 0 | 0 | 0 | 0 | 0 | 0 | 0 | 0 | 0 | 0 | 0 | 0 | 0 | 0 | 0 | 0 | 0 | 0 | 0 | 0 | 0 | 0 | 0 | 0 | 0 | 0 | 0 | 0 | 0 | 0 | 0 | 0 | 0 | 0 | 0 | 0 | 0 | 0 | 0 | 0 | 0 | 0 | 0 | 0 | 0 | 0 | 0 | 0 | 0 | 0 | 0 | 0 | 0 | 0 | 0 | 0 | 0 | 0 | 0 | 0 | 0 | 0 | 0 | 0
0 | 0 | 0 | -14.53 | -14.66 | 0 | 0 | 0 | 0 | 0 | 93.89 | -51.02 | -13.68 | 0 | 0 | 0 | 0 | 0 | 0 | 0 | 0 | 0 | 0 | 0 | 0 | 0 | 0 | 0 | 0 | 0 | 0 | 0 | 0 | 0 | 0 | 0 | 0 | 0 | 0 | 0 | 0 | 0 | 0 | 0 | 0 | 0 | 0 | 0 | 0 | 0 | 0 | 0 | 0 | 0 | 0 | 0 | 0 | 0 | 0 | 0 | 0 | 0 | 0 | 0 | 0 | 0 | 0 | 0 | 0 | 0 | 0 | 0 | 0 | 0 | 0 | 0 | 0 | 0 | 0 | 0 | 0 | 0 | 0 | 0 | 0 | 0 | 0 | 0 | 0 | 0 | 0 | 0 | 0 | 0 | 0 | 0 | 0 | 0 | 0 | 0 | 0 | 0 | 0 | 0 | 0 | 0 | 0 | 0 | 0 | 0 | 0 | 0 | 0 | 0 | 0 | 0 | 0 | 0
0 | -16.23 | -6.25 | 0 | 0 | 0 | -29.41 | 0 | 0 | 0 | -51.02 | 136.18 | 0 | -14.14 | 0 | -11.99 | 0 | 0 | 0 | 0 | 0 | 0 | 0 | 0 | 0 | 0 | 0 | 0 | 0 | 0 | 0 | 0 | 0 | 0 | 0 | 0 | 0 | 0 | 0 | 0 | 0 | 0 | 0 | 0 | 0 | 0 | 0 | 0 | 0 | 0 | 0 | 0 | 0 | 0 | 0 | 0 | 0 | 0 | 0 | 0 | 0 | 0 | 0 | 0 | 0 | 0 | 0 | 0 | 0 | 0 | 0 | 0 | 0 | 0 | 0 | 0 | 0 | 0 | 0 | 0 | 0 | 0 | 0 | 0 | 0 | 0 | 0 | 0 | 0 | 0 | 0 | 0 | 0 | 0 | 0 | 0 | 0 | 0 | 0 | 0 | 0 | 0 | 0 | 0 | 0 | 0 | 0 | 0 | 0 | 0 | 0 | 0 | 0 | 0 | 0 | 0 | -7.14 | 0
0 | 0 | 0 | 0 | 0 | 0 | 0 | 0 | 0 | 0 | -13.68 | 0 | 17.77 | 0 | -4.09 | 0 | 0 | 0 | 0 | 0 | 0 | 0 | 0 | 0 | 0 | 0 | 0 | 0 | 0 | 0 | 0 | 0 | 0 | 0 | 0 | 0 | 0 | 0 | 0 | 0 | 0 | 0 | 0 | 0 | 0 | 0 | 0 | 0 | 0 | 0 | 0 | 0 | 0 | 0 | 0 | 0 | 0 | 0 | 0 | 0 | 0 | 0 | 0 | 0 | 0 | 0 | 0 | 0 | 0 | 0 | 0 | 0 | 0 | 0 | 0 | 0 | 0 | 0 | 0 | 0 | 0 | 0 | 0 | 0 | 0 | 0 | 0 | 0 | 0 | 0 | 0 | 0 | 0 | 0 | 0 | 0 | 0 | 0 | 0 | 0 | 0 | 0 | 0 | 0 | 0 | 0 | 0 | 0 | 0 | 0 | 0 | 0 | 0 | 0 | 0 | 0 | 0 | 0
0 | 0 | 0 | 0 | 0 | 0 | 0 | 0 | 0 | 0 | 0 | -14.14 | 0 | 19.27 | -5.13 | 0 | 0 | 0 | 0 | 0 | 0 | 0 | 0 | 0 | 0 | 0 | 0 | 0 | 0 | 0 | 0 | 0 | 0 | 0 | 0 | 0 | 0 | 0 | 0 | 0 | 0 | 0 | 0 | 0 | 0 | 0 | 0 | 0 | 0 | 0 | 0 | 0 | 0 | 0 | 0 | 0 | 0 | 0 | 0 | 0 | 0 | 0 | 0 | 0 | 0 | 0 | 0 | 0 | 0 | 0 | 0 | 0 | 0 | 0 | 0 | 0 | 0 | 0 | 0 | 0 | 0 | 0 | 0 | 0 | 0 | 0 | 0 | 0 | 0 | 0 | 0 | 0 | 0 | 0 | 0 | 0 | 0 | 0 | 0 | 0 | 0 | 0 | 0 | 0 | 0 | 0 | 0 | 0 | 0 | 0 | 0 | 0 | 0 | 0 | 0 | 0 | 0 | 0
0 | 0 | 0 | 0 | 0 | 0 | 0 | 0 | 0 | 0 | 0 | 0 | -4.09 | -5.13 | 65.52 | 0 | -22.88 | 0 | -25.38 | 0 | 0 | 0 | 0 | 0 | 0 | 0 | 0 | 0 | 0 | 0 | 0 | 0 | -8.04 | 0 | 0 | 0 | 0 | 0 | 0 | 0 | 0 | 0 | 0 | 0 | 0 | 0 | 0 | 0 | 0 | 0 | 0 | 0 | 0 | 0 | 0 | 0 | 0 | 0 | 0 | 0 | 0 | 0 | 0 | 0 | 0 | 0 | 0 | 0 | 0 | 0 | 0 | 0 | 0 | 0 | 0 | 0 | 0 | 0 | 0 | 0 | 0 | 0 | 0 | 0 | 0 | 0 | 0 | 0 | 0 | 0 | 0 | 0 | 0 | 0 | 0 | 0 | 0 | 0 | 0 | 0 | 0 | 0 | 0 | 0 | 0 | 0 | 0 | 0 | 0 | 0 | 0 | 0 | 0 | 0 | 0 | 0 | 0 | 0
0 | 0 | 0 | 0 | 0 | 0 | 0 | 0 | 0 | 0 | 0 | -11.99 | 0 | 0 | 0 | 17.54 | -5.55 | 0 | 0 | 0 | 0 | 0 | 0 | 0 | 0 | 0 | 0 | 0 | 0 | 0 | 0 | 0 | 0 | 0 | 0 | 0 | 0 | 0 | 0 | 0 | 0 | 0 | 0 | 0 | 0 | 0 | 0 | 0 | 0 | 0 | 0 | 0 | 0 | 0 | 0 | 0 | 0 | 0 | 0 | 0 | 0 | 0 | 0 | 0 | 0 | 0 | 0 | 0 | 0 | 0 | 0 | 0 | 0 | 0 | 0 | 0 | 0 | 0 | 0 | 0 | 0 | 0 | 0 | 0 | 0 | 0 | 0 | 0 | 0 | 0 | 0 | 0 | 0 | 0 | 0 | 0 | 0 | 0 | 0 | 0 | 0 | 0 | 0 | 0 | 0 | 0 | 0 | 0 | 0 | 0 | 0 | 0 | 0 | 0 | 0 | 0 | 0 | 0
0 | 0 | 0 | 0 | 0 | 0 | 0 | 0 | 0 | 0 | 0 | 0 | 0 | 0 | -22.88 | -5.55 | 113.62 | -19.8 | 0 | 0 | 0 | 0 | 0 | 0 | 0 | 0 | 0 | 0 | 0 | -25.77 | -6.4 | 0 | 0 | 0 | 0 | 0 | 0 | 0 | 0 | 0 | 0 | 0 | 0 | 0 | 0 | 0 | 0 | 0 | 0 | 0 | 0 | 0 | 0 | 0 | 0 | 0 | 0 | 0 | 0 | 0 | 0 | 0 | 0 | 0 | 0 | 0 | 0 | 0 | 0 | 0 | 0 | 0 | 0 | 0 | 0 | 0 | 0 | 0 | 0 | 0 | 0 | 0 | 0 | 0 | 0 | 0 | 0 | 0 | 0 | 0 | 0 | 0 | 0 | 0 | 0 | 0 | 0 | 0 | 0 | 0 | 0 | 0 | 0 | 0 | 0 | 0 | 0 | 0 | 0 | 0 | 0 | 0 | -33.22 | 0 | 0 | 0 | 0 | 0
0 | 0 | 0 | 0 | 0 | 0 | 0 | 0 | 0 | 0 | 0 | 0 | 0 | 0 | 0 | 0 | -19.8 | 40.08 | -20.28 | 0 | 0 | 0 | 0 | 0 | 0 | 0 | 0 | 0 | 0 | 0 | 0 | 0 | 0 | 0 | 0 | 0 | 0 | 0 | 0 | 0 | 0 | 0 | 0 | 0 | 0 | 0 | 0 | 0 | 0 | 0 | 0 | 0 | 0 | 0 | 0 | 0 | 0 | 0 | 0 | 0 | 0 | 0 | 0 | 0 | 0 | 0 | 0 | 0 | 0 | 0 | 0 | 0 | 0 | 0 | 0 | 0 | 0 | 0 | 0 | 0 | 0 | 0 | 0 | 0 | 0 | 0 | 0 | 0 | 0 | 0 | 0 | 0 | 0 | 0 | 0 | 0 | 0 | 0 | 0 | 0 | 0 | 0 | 0 | 0 | 0 | 0 | 0 | 0 | 0 | 0 | 0 | 0 | 0 | 0 | 0 | 0 | 0 | 0
0 | 0 | 0 | 0 | 0 | 0 | 0 | 0 | 0 | 0 | 0 | 0 | 0 | 0 | -25.38 | 0 | 0 | -20.28 | 58.26 | -8.55 | 0 | 0 | 0 | 0 | 0 | 0 | 0 | 0 | 0 | 0 | 0 | 0 | 0 | -4.05 | 0 | 0 | 0 | 0 | 0 | 0 | 0 | 0 | 0 | 0 | 0 | 0 | 0 | 0 | 0 | 0 | 0 | 0 | 0 | 0 | 0 | 0 | 0 | 0 | 0 | 0 | 0 | 0 | 0 | 0 | 0 | 0 | 0 | 0 | 0 | 0 | 0 | 0 | 0 | 0 | 0 | 0 | 0 | 0 | 0 | 0 | 0 | 0 | 0 | 0 | 0 | 0 | 0 | 0 | 0 | 0 | 0 | 0 | 0 | 0 | 0 | 0 | 0 | 0 | 0 | 0 | 0 | 0 | 0 | 0 | 0 | 0 | 0 | 0 | 0 | 0 | 0 | 0 | 0 | 0 | 0 | 0 | 0 | 0
0 | 0 | 0 | 0 | 0 | 0 | 0 | 0 | 0 | 0 | 0 | 0 | 0 | 0 | 0 | 0 | 0 | 0 | -8.55 | 20.33 | -11.78 | 0 | 0 | 0 | 0 | 0 | 0 | 0 | 0 | 0 | 0 | 0 | 0 | 0 | 0 | 0 | 0 | 0 | 0 | 0 | 0 | 0 | 0 | 0 | 0 | 0 | 0 | 0 | 0 | 0 | 0 | 0 | 0 | 0 | 0 | 0 | 0 | 0 | 0 | 0 | 0 | 0 | 0 | 0 | 0 | 0 | 0 | 0 | 0 | 0 | 0 | 0 | 0 | 0 | 0 | 0 | 0 | 0 | 0 | 0 | 0 | 0 | 0 | 0 | 0 | 0 | 0 | 0 | 0 | 0 | 0 | 0 | 0 | 0 | 0 | 0 | 0 | 0 | 0 | 0 | 0 | 0 | 0 | 0 | 0 | 0 | 0 | 0 | 0 | 0 | 0 | 0 | 0 | 0 | 0 | 0 | 0 | 0
0 | 0 | 0 | 0 | 0 | 0 | 0 | 0 | 0 | 0 | 0 | 0 | 0 | 0 | 0 | 0 | 0 | 0 | 0 | -11.78 | 22.09 | -10.31 | 0 | 0 | 0 | 0 | 0 | 0 | 0 | 0 | 0 | 0 | 0 | 0 | 0 | 0 | 0 | 0 | 0 | 0 | 0 | 0 | 0 | 0 | 0 | 0 | 0 | 0 | 0 | 0 | 0 | 0 | 0 | 0 | 0 | 0 | 0 | 0 | 0 | 0 | 0 | 0 | 0 | 0 | 0 | 0 | 0 | 0 | 0 | 0 | 0 | 0 | 0 | 0 | 0 | 0 | 0 | 0 | 0 | 0 | 0 | 0 | 0 | 0 | 0 | 0 | 0 | 0 | 0 | 0 | 0 | 0 | 0 | 0 | 0 | 0 | 0 | 0 | 0 | 0 | 0 | 0 | 0 | 0 | 0 | 0 | 0 | 0 | 0 | 0 | 0 | 0 | 0 | 0 | 0 | 0 | 0 | 0
0 | 0 | 0 | 0 | 0 | 0 | 0 | 0 | 0 | 0 | 0 | 0 | 0 | 0 | 0 | 0 | 0 | 0 | 0 | 0 | -10.31 | 16.6 | -6.29 | 0 | 0 | 0 | 0 | 0 | 0 | 0 | 0 | 0 | 0 | 0 | 0 | 0 | 0 | 0 | 0 | 0 | 0 | 0 | 0 | 0 | 0 | 0 | 0 | 0 | 0 | 0 | 0 | 0 | 0 | 0 | 0 | 0 | 0 | 0 | 0 | 0 | 0 | 0 | 0 | 0 | 0 | 0 | 0 | 0 | 0 | 0 | 0 | 0 | 0 | 0 | 0 | 0 | 0 | 0 | 0 | 0 | 0 | 0 | 0 | 0 | 0 | 0 | 0 | 0 | 0 | 0 | 0 | 0 | 0 | 0 | 0 | 0 | 0 | 0 | 0 | 0 | 0 | 0 | 0 | 0 | 0 | 0 | 0 | 0 | 0 | 0 | 0 | 0 | 0 | 0 | 0 | 0 | 0 | 0
0 | 0 | 0 | 0 | 0 | 0 | 0 | 0 | 0 | 0 | 0 | 0 | 0 | 0 | 0 | 0 | 0 | 0 | 0 | 0 | 0 | -6.29 | 47.79 | -20.33 | -12.5 | 0 | 0 | 0 | 0 | 0 | 0 | -8.67 | 0 | 0 | 0 | 0 | 0 | 0 | 0 | 0 | 0 | 0 | 0 | 0 | 0 | 0 | 0 | 0 | 0 | 0 | 0 | 0 | 0 | 0 | 0 | 0 | 0 | 0 | 0 | 0 | 0 | 0 | 0 | 0 | 0 | 0 | 0 | 0 | 0 | 0 | 0 | 0 | 0 | 0 | 0 | 0 | 0 | 0 | 0 | 0 | 0 | 0 | 0 | 0 | 0 | 0 | 0 | 0 | 0 | 0 | 0 | 0 | 0 | 0 | 0 | 0 | 0 | 0 | 0 | 0 | 0 | 0 | 0 | 0 | 0 | 0 | 0 | 0 | 0 | 0 | 0 | 0 | 0 | 0 | 0 | 0 | 0 | 0
0 | 0 | 0 | 0 | 0 | 0 | 0 | 0 | 0 | 0 | 0 | 0 | 0 | 0 | 0 | 0 | 0 | 0 | 0 | 0 | 0 | 0 | -20.33 | 27.86 | 0 | 0 | 0 | 0 | 0 | 0 | 0 | 0 | 0 | 0 | 0 | 0 | 0 | 0 | 0 | 0 | 0 | 0 | 0 | 0 | 0 | 0 | 0 | 0 | 0 | 0 | 0 | 0 | 0 | 0 | 0 | 0 | 0 | 0 | 0 | 0 | 0 | 0 | 0 | 0 | 0 | 0 | 0 | 0 | 0 | -2.43 | 0 | -5.1 | 0 | 0 | 0 | 0 | 0 | 0 | 0 | 0 | 0 | 0 | 0 | 0 | 0 | 0 | 0 | 0 | 0 | 0 | 0 | 0 | 0 | 0 | 0 | 0 | 0 | 0 | 0 | 0 | 0 | 0 | 0 | 0 | 0 | 0 | 0 | 0 | 0 | 0 | 0 | 0 | 0 | 0 | 0 | 0 | 0 | 0
0 | 0 | 0 | 0 | 0 | 0 | 0 | 0 | 0 | 0 | 0 | 0 | 0 | 0 | 0 | 0 | 0 | 0 | 0 | 0 | 0 | 0 | -12.5 | 0 | 44.81 | -26.18 | -6.13 | 0 | 0 | 0 | 0 | 0 | 0 | 0 | 0 | 0 | 0 | 0 | 0 | 0 | 0 | 0 | 0 | 0 | 0 | 0 | 0 | 0 | 0 | 0 | 0 | 0 | 0 | 0 | 0 | 0 | 0 | 0 | 0 | 0 | 0 | 0 | 0 | 0 | 0 | 0 | 0 | 0 | 0 | 0 | 0 | 0 | 0 | 0 | 0 | 0 | 0 | 0 | 0 | 0 | 0 | 0 | 0 | 0 | 0 | 0 | 0 | 0 | 0 | 0 | 0 | 0 | 0 | 0 | 0 | 0 | 0 | 0 | 0 | 0 | 0 | 0 | 0 | 0 | 0 | 0 | 0 | 0 | 0 | 0 | 0 | 0 | 0 | 0 | 0 | 0 | 0 | 0
0 | 0 | 0 | 0 | 0 | 0 | 0 | 0 | 0 | 0 | 0 | 0 | 0 | 0 | 0 | 0 | 0 | 0 | 0 | 0 | 0 | 0 | 0 | 0 | -26.18 | 37.81 | 0 | 0 | 0 | -11.63 | 0 | 0 | 0 | 0 | 0 | 0 | 0 | 0 | 0 | 0 | 0 | 0 | 0 | 0 | 0 | 0 | 0 | 0 | 0 | 0 | 0 | 0 | 0 | 0 | 0 | 0 | 0 | 0 | 0 | 0 | 0 | 0 | 0 | 0 | 0 | 0 | 0 | 0 | 0 | 0 | 0 | 0 | 0 | 0 | 0 | 0 | 0 | 0 | 0 | 0 | 0 | 0 | 0 | 0 | 0 | 0 | 0 | 0 | 0 | 0 | 0 | 0 | 0 | 0 | 0 | 0 | 0 | 0 | 0 | 0 | 0 | 0 | 0 | 0 | 0 | 0 | 0 | 0 | 0 | 0 | 0 | 0 | 0 | 0 | 0 | 0 | 0 | 0
0 | 0 | 0 | 0 | 0 | 0 | 0 | 0 | 0 | 0 | 0 | 0 | 0 | 0 | 0 | 0 | 0 | 0 | 0 | 0 | 0 | 0 | 0 | 0 | -6.13 | 0 | 44.58 | -11.7 | 0 | 0 | 0 | -13.25 | 0 | 0 | 0 | 0 | 0 | 0 | 0 | 0 | 0 | 0 | 0 | 0 | 0 | 0 | 0 | 0 | 0 | 0 | 0 | 0 | 0 | 0 | 0 | 0 | 0 | 0 | 0 | 0 | 0 | 0 | 0 | 0 | 0 | 0 | 0 | 0 | 0 | 0 | 0 | 0 | 0 | 0 | 0 | 0 | 0 | 0 | 0 | 0 | 0 | 0 | 0 | 0 | 0 | 0 | 0 | 0 | 0 | 0 | 0 | 0 | 0 | 0 | 0 | 0 | 0 | 0 | 0 | 0 | 0 | 0 | 0 | 0 | 0 | 0 | 0 | 0 | 0 | 0 | 0 | 0 | 0 | 0 | -13.5 | 0 | 0 | 0
0 | 0 | 0 | 0 | 0 | 0 | 0 | 0 | 0 | 0 | 0 | 0 | 0 | 0 | 0 | 0 | 0 | 0 | 0 | 0 | 0 | 0 | 0 | 0 | 0 | 0 | -11.7 | 22.3 | -10.6 | 0 | 0 | 0 | 0 | 0 | 0 | 0 | 0 | 0 | 0 | 0 | 0 | 0 | 0 | 0 | 0 | 0 | 0 | 0 | 0 | 0 | 0 | 0 | 0 | 0 | 0 | 0 | 0 | 0 | 0 | 0 | 0 | 0 | 0 | 0 | 0 | 0 | 0 | 0 | 0 | 0 | 0 | 0 | 0 | 0 | 0 | 0 | 0 | 0 | 0 | 0 | 0 | 0 | 0 | 0 | 0 | 0 | 0 | 0 | 0 | 0 | 0 | 0 | 0 | 0 | 0 | 0 | 0 | 0 | 0 | 0 | 0 | 0 | 0 | 0 | 0 | 0 | 0 | 0 | 0 | 0 | 0 | 0 | 0 | 0 | 0 | 0 | 0 | 0
0 | 0 | 0 | 0 | 0 | 0 | 0 | 0 | 0 | 0 | 0 | 0 | 0 | 0 | 0 | 0 | 0 | 0 | 0 | 0 | 0 | 0 | 0 | 0 | 0 | 0 | 0 | -10.6 | 40.81 | 0 | -30.21 | 0 | 0 | 0 | 0 | 0 | 0 | 0 | 0 | 0 | 0 | 0 | 0 | 0 | 0 | 0 | 0 | 0 | 0 | 0 | 0 | 0 | 0 | 0 | 0 | 0 | 0 | 0 | 0 | 0 | 0 | 0 | 0 | 0 | 0 | 0 | 0 | 0 | 0 | 0 | 0 | 0 | 0 | 0 | 0 | 0 | 0 | 0 | 0 | 0 | 0 | 0 | 0 | 0 | 0 | 0 | 0 | 0 | 0 | 0 | 0 | 0 | 0 | 0 | 0 | 0 | 0 | 0 | 0 | 0 | 0 | 0 | 0 | 0 | 0 | 0 | 0 | 0 | 0 | 0 | 0 | 0 | 0 | 0 | 0 | 0 | 0 | 0
0 | 0 | 0 | 0 | 0 | 0 | 0 | -19.84 | 0 | 0 | 0 | 0 | 0 | 0 | 0 | 0 | -25.77 | 0 | 0 | 0 | 0 | 0 | 0 | 0 | 0 | -11.63 | 0 | 0 | 0 | 75.76 | 0 | 0 | 0 | 0 | 0 | 0 | 0 | -18.52 | 0 | 0 | 0 | 0 | 0 | 0 | 0 | 0 | 0 | 0 | 0 | 0 | 0 | 0 | 0 | 0 | 0 | 0 | 0 | 0 | 0 | 0 | 0 | 0 | 0 | 0 | 0 | 0 | 0 | 0 | 0 | 0 | 0 | 0 | 0 | 0 | 0 | 0 | 0 | 0 | 0 | 0 | 0 | 0 | 0 | 0 | 0 | 0 | 0 | 0 | 0 | 0 | 0 | 0 | 0 | 0 | 0 | 0 | 0 | 0 | 0 | 0 | 0 | 0 | 0 | 0 | 0 | 0 | 0 | 0 | 0 | 0 | 0 | 0 | 0 | 0 | 0 | 0 | 0 | 0
0 | 0 | 0 | 0 | 0 | 0 | 0 | 0 | 0 | 0 | 0 | 0 | 0 | 0 | 0 | 0 | -6.4 | 0 | 0 | 0 | 0 | 0 | 0 | 0 | 0 | 0 | 0 | 0 | -30.21 | 0 | 46.76 | -10.15 | 0 | 0 | 0 | 0 | 0 | 0 | 0 | 0 | 0 | 0 | 0 | 0 | 0 | 0 | 0 | 0 | 0 | 0 | 0 | 0 | 0 | 0 | 0 | 0 | 0 | 0 | 0 | 0 | 0 | 0 | 0 | 0 | 0 | 0 | 0 | 0 | 0 | 0 | 0 | 0 | 0 | 0 | 0 | 0 | 0 | 0 | 0 | 0 | 0 | 0 | 0 | 0 | 0 | 0 | 0 | 0 | 0 | 0 | 0 | 0 | 0 | 0 | 0 | 0 | 0 | 0 | 0 | 0 | 0 | 0 | 0 | 0 | 0 | 0 | 0 | 0 | 0 | 0 | 0 | 0 | 0 | 0 | 0 | 0 | 0 | 0
0 | 0 | 0 | 0 | 0 | 0 | 0 | 0 | 0 | 0 | 0 | 0 | 0 | 0 | 0 | 0 | 0 | 0 | 0 | 0 | 0 | 0 | -8.67 | 0 | 0 | 0 | -13.25 | 0 | 0 | 0 | -10.15 | 53.34 | 0 | 0 | 0 | 0 | 0 | 0 | 0 | 0 | 0 | 0 | 0 | 0 | 0 | 0 | 0 | 0 | 0 | 0 | 0 | 0 | 0 | 0 | 0 | 0 | 0 | 0 | 0 | 0 | 0 | 0 | 0 | 0 | 0 | 0 | 0 | 0 | 0 | 0 | 0 | 0 | 0 | 0 | 0 | 0 | 0 | 0 | 0 | 0 | 0 | 0 | 0 | 0 | 0 | 0 | 0 | 0 | 0 | 0 | 0 | 0 | 0 | 0 | 0 | 0 | 0 | 0 | 0 | 0 | 0 | 0 | 0 | 0 | 0 | 0 | 0 | 0 | 0 | 0 | 0 | 0 | -4.93 | -16.34 | 0 | 0 | 0 | 0
0 | 0 | 0 | 0 | 0 | 0 | 0 | 0 | 0 | 0 | 0 | 0 | 0 | 0 | -8.04 | 0 | 0 | 0 | 0 | 0 | 0 | 0 | 0 | 0 | 0 | 0 | 0 | 0 | 0 | 0 | 0 | 0 | 15.08 | 0 | 0 | 0 | -7.04 | 0 | 0 | 0 | 0 | 0 | 0 | 0 | 0 | 0 | 0 | 0 | 0 | 0 | 0 | 0 | 0 | 0 | 0 | 0 | 0 | 0 | 0 | 0 | 0 | 0 | 0 | 0 | 0 | 0 | 0 | 0 | 0 | 0 | 0 | 0 | 0 | 0 | 0 | 0 | 0 | 0 | 0 | 0 | 0 | 0 | 0 | 0 | 0 | 0 | 0 | 0 | 0 | 0 | 0 | 0 | 0 | 0 | 0 | 0 | 0 | 0 | 0 | 0 | 0 | 0 | 0 | 0 | 0 | 0 | 0 | 0 | 0 | 0 | 0 | 0 | 0 | 0 | 0 | 0 | 0 | 0
0 | 0 | 0 | 0 | 0 | 0 | 0 | 0 | 0 | 0 | 0 | 0 | 0 | 0 | 0 | 0 | 0 | 0 | -4.05 | 0 | 0 | 0 | 0 | 0 | 0 | 0 | 0 | 0 | 0 | 0 | 0 | 0 | 0 | 153.69 | 0 | -37.31 | -106.38 | 0 | 0 | 0 | 0 | 0 | -5.95 | 0 | 0 | 0 | 0 | 0 | 0 | 0 | 0 | 0 | 0 | 0 | 0 | 0 | 0 | 0 | 0 | 0 | 0 | 0 | 0 | 0 | 0 | 0 | 0 | 0 | 0 | 0 | 0 | 0 | 0 | 0 | 0 | 0 | 0 | 0 | 0 | 0 | 0 | 0 | 0 | 0 | 0 | 0 | 0 | 0 | 0 | 0 | 0 | 0 | 0 | 0 | 0 | 0 | 0 | 0 | 0 | 0 | 0 | 0 | 0 | 0 | 0 | 0 | 0 | 0 | 0 | 0 | 0 | 0 | 0 | 0 | 0 | 0 | 0 | 0
0 | 0 | 0 | 0 | 0 | 0 | 0 | 0 | 0 | 0 | 0 | 0 | 0 | 0 | 0 | 0 | 0 | 0 | 0 | 0 | 0 | 0 | 0 | 0 | 0 | 0 | 0 | 0 | 0 | 0 | 0 | 0 | 0 | 0 | 118.16 | -98.04 | -20.12 | 0 | 0 | 0 | 0 | 0 | 0 | 0 | 0 | 0 | 0 | 0 | 0 | 0 | 0 | 0 | 0 | 0 | 0 | 0 | 0 | 0 | 0 | 0 | 0 | 0 | 0 | 0 | 0 | 0 | 0 | 0 | 0 | 0 | 0 | 0 | 0 | 0 | 0 | 0 | 0 | 0 | 0 | 0 | 0 | 0 | 0 | 0 | 0 | 0 | 0 | 0 | 0 | 0 | 0 | 0 | 0 | 0 | 0 | 0 | 0 | 0 | 0 | 0 | 0 | 0 | 0 | 0 | 0 | 0 | 0 | 0 | 0 | 0 | 0 | 0 | 0 | 0 | 0 | 0 | 0 | 0
0 | 0 | 0 | 0 | 0 | 0 | 0 | 0 | 0 | 0 | 0 | 0 | 0 | 0 | 0 | 0 | 0 | 0 | 0 | 0 | 0 | 0 | 0 | 0 | 0 | 0 | 0 | 0 | 0 | 0 | 0 | 0 | 0 | -37.31 | -98.04 | 135.35 | 0 | 0 | 0 | 0 | 0 | 0 | 0 | 0 | 0 | 0 | 0 | 0 | 0 | 0 | 0 | 0 | 0 | 0 | 0 | 0 | 0 | 0 | 0 | 0 | 0 | 0 | 0 | 0 | 0 | 0 | 0 | 0 | 0 | 0 | 0 | 0 | 0 | 0 | 0 | 0 | 0 | 0 | 0 | 0 | 0 | 0 | 0 | 0 | 0 | 0 | 0 | 0 | 0 | 0 | 0 | 0 | 0 | 0 | 0 | 0 | 0 | 0 | 0 | 0 | 0 | 0 | 0 | 0 | 0 | 0 | 0 | 0 | 0 | 0 | 0 | 0 | 0 | 0 | 0 | 0 | 0 | 0
0 | 0 | 0 | 0 | 0 | 0 | 0 | 0 | 0 | 0 | 0 | 0 | 0 | 0 | 0 | 0 | 0 | 0 | 0 | 0 | 0 | 0 | 0 | 0 | 0 | 0 | 0 | 0 | 0 | 0 | 0 | 0 | -7.04 | -106.38 | -20.12 | 0 | 175.59 | -26.67 | -9.43 | -5.95 | 0 | 0 | 0 | 0 | 0 | 0 | 0 | 0 | 0 | 0 | 0 | 0 | 0 | 0 | 0 | 0 | 0 | 0 | 0 | 0 | 0 | 0 | 0 | 0 | 0 | 0 | 0 | 0 | 0 | 0 | 0 | 0 | 0 | 0 | 0 | 0 | 0 | 0 | 0 | 0 | 0 | 0 | 0 | 0 | 0 | 0 | 0 | 0 | 0 | 0 | 0 | 0 | 0 | 0 | 0 | 0 | 0 | 0 | 0 | 0 | 0 | 0 | 0 | 0 | 0 | 0 | 0 | 0 | 0 | 0 | 0 | 0 | 0 | 0 | 0 | 0 | 0 | 0
0 | 0 | 0 | 0 | 0 | 0 | 0 | 0 | 0 | 0 | 0 | 0 | 0 | 0 | 0 | 0 | 0 | 0 | 0 | 0 | 0 | 0 | 0 | 0 | 0 | 0 | 0 | 0 | 0 | -18.52 | 0 | 0 | 0 | 0 | 0 | 0 | -26.67 | 55.33 | 0 | 0 | 0 | 0 | 0 | 0 | 0 | 0 | 0 | 0 | 0 | 0 | 0 | 0 | 0 | 0 | 0 | 0 | 0 | 0 | 0 | 0 | 0 | 0 | 0 | 0 | -10.14 | 0 | 0 | 0 | 0 | 0 | 0 | 0 | 0 | 0 | 0 | 0 | 0 | 0 | 0 | 0 | 0 | 0 | 0 | 0 | 0 | 0 | 0 | 0 | 0 | 0 | 0 | 0 | 0 | 0 | 0 | 0 | 0 | 0 | 0 | 0 | 0 | 0 | 0 | 0 | 0 | 0 | 0 | 0 | 0 | 0 | 0 | 0 | 0 | 0 | 0 | 0 | 0 | 0
0 | 0 | 0 | 0 | 0 | 0 | 0 | 0 | 0 | 0 | 0 | 0 | 0 | 0 | 0 | 0 | 0 | 0 | 0 | 0 | 0 | 0 | 0 | 0 | 0 | 0 | 0 | 0 | 0 | 0 | 0 | 0 | 0 | 0 | 0 | 0 | -9.43 | 0 | 25.96 | -16.53 | 0 | 0 | 0 | 0 | 0 | 0 | 0 | 0 | 0 | 0 | 0 | 0 | 0 | 0 | 0 | 0 | 0 | 0 | 0 | 0 | 0 | 0 | 0 | 0 | 0 | 0 | 0 | 0 | 0 | 0 | 0 | 0 | 0 | 0 | 0 | 0 | 0 | 0 | 0 | 0 | 0 | 0 | 0 | 0 | 0 | 0 | 0 | 0 | 0 | 0 | 0 | 0 | 0 | 0 | 0 | 0 | 0 | 0 | 0 | 0 | 0 | 0 | 0 | 0 | 0 | 0 | 0 | 0 | 0 | 0 | 0 | 0 | 0 | 0 | 0 | 0 | 0 | 0
0 | 0 | 0 | 0 | 0 | 0 | 0 | 0 | 0 | 0 | 0 | 0 | 0 | 0 | 0 | 0 | 0 | 0 | 0 | 0 | 0 | 0 | 0 | 0 | 0 | 0 | 0 | 0 | 0 | 0 | 0 | 0 | 0 | 0 | 0 | 0 | -5.95 | 0 | -16.53 | 48.47 | -20.53 | -5.46 | 0 | 0 | 0 | 0 | 0 | 0 | 0 | 0 | 0 | 0 | 0 | 0 | 0 | 0 | 0 | 0 | 0 | 0 | 0 | 0 | 0 | 0 | 0 | 0 | 0 | 0 | 0 | 0 | 0 | 0 | 0 | 0 | 0 | 0 | 0 | 0 | 0 | 0 | 0 | 0 | 0 | 0 | 0 | 0 | 0 | 0 | 0 | 0 | 0 | 0 | 0 | 0 | 0 | 0 | 0 | 0 | 0 | 0 | 0 | 0 | 0 | 0 | 0 | 0 | 0 | 0 | 0 | 0 | 0 | 0 | 0 | 0 | 0 | 0 | 0 | 0
0 | 0 | 0 | 0 | 0 | 0 | 0 | 0 | 0 | 0 | 0 | 0 | 0 | 0 | 0 | 0 | 0 | 0 | 0 | 0 | 0 | 0 | 0 | 0 | 0 | 0 | 0 | 0 | 0 | 0 | 0 | 0 | 0 | 0 | 0 | 0 | 0 | 0 | 0 | -20.53 | 27.94 | -7.41 | 0 | 0 | 0 | 0 | 0 | 0 | 0 | 0 | 0 | 0 | 0 | 0 | 0 | 0 | 0 | 0 | 0 | 0 | 0 | 0 | 0 | 0 | 0 | 0 | 0 | 0 | 0 | 0 | 0 | 0 | 0 | 0 | 0 | 0 | 0 | 0 | 0 | 0 | 0 | 0 | 0 | 0 | 0 | 0 | 0 | 0 | 0 | 0 | 0 | 0 | 0 | 0 | 0 | 0 | 0 | 0 | 0 | 0 | 0 | 0 | 0 | 0 | 0 | 0 | 0 | 0 | 0 | 0 | 0 | 0 | 0 | 0 | 0 | 0 | 0 | 0
0 | 0 | 0 | 0 | 0 | 0 | 0 | 0 | 0 | 0 | 0 | 0 | 0 | 0 | 0 | 0 | 0 | 0 | 0 | 0 | 0 | 0 | 0 | 0 | 0 | 0 | 0 | 0 | 0 | 0 | 0 | 0 | 0 | 0 | 0 | 0 | 0 | 0 | 0 | -5.46 | -7.41 | 19.07 | 0 | 0 | 0 | 0 | 0 | 0 | -6.2 | 0 | 0 | 0 | 0 | 0 | 0 | 0 | 0 | 0 | 0 | 0 | 0 | 0 | 0 | 0 | 0 | 0 | 0 | 0 | 0 | 0 | 0 | 0 | 0 | 0 | 0 | 0 | 0 | 0 | 0 | 0 | 0 | 0 | 0 | 0 | 0 | 0 | 0 | 0 | 0 | 0 | 0 | 0 | 0 | 0 | 0 | 0 | 0 | 0 | 0 | 0 | 0 | 0 | 0 | 0 | 0 | 0 | 0 | 0 | 0 | 0 | 0 | 0 | 0 | 0 | 0 | 0 | 0 | 0
0 | 0 | 0 | 0 | 0 | 0 | 0 | 0 | 0 | 0 | 0 | 0 | 0 | 0 | 0 | 0 | 0 | 0 | 0 | 0 | 0 | 0 | 0 | 0 | 0 | 0 | 0 | 0 | 0 | 0 | 0 | 0 | 0 | -5.95 | 0 | 0 | 0 | 0 | 0 | 0 | 0 | 0 | 10.02 | -4.07 | 0 | 0 | 0 | 0 | 0 | 0 | 0 | 0 | 0 | 0 | 0 | 0 | 0 | 0 | 0 | 0 | 0 | 0 | 0 | 0 | 0 | 0 | 0 | 0 | 0 | 0 | 0 | 0 | 0 | 0 | 0 | 0 | 0 | 0 | 0 | 0 | 0 | 0 | 0 | 0 | 0 | 0 | 0 | 0 | 0 | 0 | 0 | 0 | 0 | 0 | 0 | 0 | 0 | 0 | 0 | 0 | 0 | 0 | 0 | 0 | 0 | 0 | 0 | 0 | 0 | 0 | 0 | 0 | 0 | 0 | 0 | 0 | 0 | 0
0 | 0 | 0 | 0 | 0 | 0 | 0 | 0 | 0 | 0 | 0 | 0 | 0 | 0 | 0 | 0 | 0 | 0 | 0 | 0 | 0 | 0 | 0 | 0 | 0 | 0 | 0 | 0 | 0 | 0 | 0 | 0 | 0 | 0 | 0 | 0 | 0 | 0 | 0 | 0 | 0 | 0 | -4.07 | 15.17 | -11.1 | 0 | 0 | 0 | 0 | 0 | 0 | 0 | 0 | 0 | 0 | 0 | 0 | 0 | 0 | 0 | 0 | 0 | 0 | 0 | 0 | 0 | 0 | 0 | 0 | 0 | 0 | 0 | 0 | 0 | 0 | 0 | 0 | 0 | 0 | 0 | 0 | 0 | 0 | 0 | 0 | 0 | 0 | 0 | 0 | 0 | 0 | 0 | 0 | 0 | 0 | 0 | 0 | 0 | 0 | 0 | 0 | 0 | 0 | 0 | 0 | 0 | 0 | 0 | 0 | 0 | 0 | 0 | 0 | 0 | 0 | 0 | 0 | 0
0 | 0 | 0 | 0 | 0 | 0 | 0 | 0 | 0 | 0 | 0 | 0 | 0 | 0 | 0 | 0 | 0 | 0 | 0 | 0 | 0 | 0 | 0 | 0 | 0 | 0 | 0 | 0 | 0 | 0 | 0 | 0 | 0 | 0 | 0 | 0 | 0 | 0 | 0 | 0 | 0 | 0 | 0 | -11.1 | 23.85 | -7.37 | 0 | 0 | -5.38 | 0 | 0 | 0 | 0 | 0 | 0 | 0 | 0 | 0 | 0 | 0 | 0 | 0 | 0 | 0 | 0 | 0 | 0 | 0 | 0 | 0 | 0 | 0 | 0 | 0 | 0 | 0 | 0 | 0 | 0 | 0 | 0 | 0 | 0 | 0 | 0 | 0 | 0 | 0 | 0 | 0 | 0 | 0 | 0 | 0 | 0 | 0 | 0 | 0 | 0 | 0 | 0 | 0 | 0 | 0 | 0 | 0 | 0 | 0 | 0 | 0 | 0 | 0 | 0 | 0 | 0 | 0 | 0 | 0
0 | 0 | 0 | 0 | 0 | 0 | 0 | 0 | 0 | 0 | 0 | 0 | 0 | 0 | 0 | 0 | 0 | 0 | 0 | 0 | 0 | 0 | 0 | 0 | 0 | 0 | 0 | 0 | 0 | 0 | 0 | 0 | 0 | 0 | 0 | 0 | 0 | 0 | 0 | 0 | 0 | 0 | 0 | 0 | -7.37 | 20.53 | -7.87 | -5.29 | 0 | 0 | 0 | 0 | 0 | 0 | 0 | 0 | 0 | 0 | 0 | 0 | 0 | 0 | 0 | 0 | 0 | 0 | 0 | 0 | 0 | 0 | 0 | 0 | 0 | 0 | 0 | 0 | 0 | 0 | 0 | 0 | 0 | 0 | 0 | 0 | 0 | 0 | 0 | 0 | 0 | 0 | 0 | 0 | 0 | 0 | 0 | 0 | 0 | 0 | 0 | 0 | 0 | 0 | 0 | 0 | 0 | 0 | 0 | 0 | 0 | 0 | 0 | 0 | 0 | 0 | 0 | 0 | 0 | 0
0 | 0 | 0 | 0 | 0 | 0 | 0 | 0 | 0 | 0 | 0 | 0 | 0 | 0 | 0 | 0 | 0 | 0 | 0 | 0 | 0 | 0 | 0 | 0 | 0 | 0 | 0 | 0 | 0 | 0 | 0 | 0 | 0 | 0 | 0 | 0 | 0 | 0 | 0 | 0 | 0 | 0 | 0 | 0 | 0 | -7.87 | 27.47 | 0 | -16 | 0 | 0 | 0 | 0 | 0 | 0 | 0 | 0 | 0 | 0 | 0 | 0 | 0 | 0 | 0 | 0 | 0 | 0 | 0 | -3.6 | 0 | 0 | 0 | 0 | 0 | 0 | 0 | 0 | 0 | 0 | 0 | 0 | 0 | 0 | 0 | 0 | 0 | 0 | 0 | 0 | 0 | 0 | 0 | 0 | 0 | 0 | 0 | 0 | 0 | 0 | 0 | 0 | 0 | 0 | 0 | 0 | 0 | 0 | 0 | 0 | 0 | 0 | 0 | 0 | 0 | 0 | 0 | 0 | 0
0 | 0 | 0 | 0 | 0 | 0 | 0 | 0 | 0 | 0 | 0 | 0 | 0 | 0 | 0 | 0 | 0 | 0 | 0 | 0 | 0 | 0 | 0 | 0 | 0 | 0 | 0 | 0 | 0 | 0 | 0 | 0 | 0 | 0 | 0 | 0 | 0 | 0 | 0 | 0 | 0 | 0 | 0 | 0 | 0 | -5.29 | 0 | 25.09 | -19.8 | 0 | 0 | 0 | 0 | 0 | 0 | 0 | 0 | 0 | 0 | 0 | 0 | 0 | 0 | 0 | 0 | 0 | 0 | 0 | 0 | 0 | 0 | 0 | 0 | 0 | 0 | 0 | 0 | 0 | 0 | 0 | 0 | 0 | 0 | 0 | 0 | 0 | 0 | 0 | 0 | 0 | 0 | 0 | 0 | 0 | 0 | 0 | 0 | 0 | 0 | 0 | 0 | 0 | 0 | 0 | 0 | 0 | 0 | 0 | 0 | 0 | 0 | 0 | 0 | 0 | 0 | 0 | 0 | 0
0 | 0 | 0 | 0 | 0 | 0 | 0 | 0 | 0 | 0 | 0 | 0 | 0 | 0 | 0 | 0 | 0 | 0 | 0 | 0 | 0 | 0 | 0 | 0 | 0 | 0 | 0 | 0 | 0 | 0 | 0 | 0 | 0 | 0 | 0 | 0 | 0 | 0 | 0 | 0 | 0 | -6.2 | 0 | 0 | -5.38 | 0 | -16 | -19.8 | 99.73 | -13.3 | -7.3 | 0 | 0 | -6.9 | 0 | 0 | 0 | 0 | 0 | 0 | 0 | 0 | 0 | 0 | 0 | -21.76 | 0 | 0 | -3.09 | 0 | 0 | 0 | 0 | 0 | 0 | 0 | 0 | 0 | 0 | 0 | 0 | 0 | 0 | 0 | 0 | 0 | 0 | 0 | 0 | 0 | 0 | 0 | 0 | 0 | 0 | 0 | 0 | 0 | 0 | 0 | 0 | 0 | 0 | 0 | 0 | 0 | 0 | 0 | 0 | 0 | 0 | 0 | 0 | 0 | 0 | 0 | 0 | 0
0 | 0 | 0 | 0 | 0 | 0 | 0 | 0 | 0 | 0 | 0 | 0 | 0 | 0 | 0 | 0 | 0 | 0 | 0 | 0 | 0 | 0 | 0 | 0 | 0 | 0 | 0 | 0 | 0 | 0 | 0 | 0 | 0 | 0 | 0 | 0 | 0 | 0 | 0 | 0 | 0 | 0 | 0 | 0 | 0 | 0 | 0 | 0 | -13.3 | 20.76 | 0 | 0 | 0 | 0 | 0 | 0 | -7.46 | 0 | 0 | 0 | 0 | 0 | 0 | 0 | 0 | 0 | 0 | 0 | 0 | 0 | 0 | 0 | 0 | 0 | 0 | 0 | 0 | 0 | 0 | 0 | 0 | 0 | 0 | 0 | 0 | 0 | 0 | 0 | 0 | 0 | 0 | 0 | 0 | 0 | 0 | 0 | 0 | 0 | 0 | 0 | 0 | 0 | 0 | 0 | 0 | 0 | 0 | 0 | 0 | 0 | 0 | 0 | 0 | 0 | 0 | 0 | 0 | 0
0 | 0 | 0 | 0 | 0 | 0 | 0 | 0 | 0 | 0 | 0 | 0 | 0 | 0 | 0 | 0 | 0 | 0 | 0 | 0 | 0 | 0 | 0 | 0 | 0 | 0 | 0 | 0 | 0 | 0 | 0 | 0 | 0 | 0 | 0 | 0 | 0 | 0 | 0 | 0 | 0 | 0 | 0 | 0 | 0 | 0 | 0 | 0 | -7.3 | 0 | 38.22 | -17.01 | 0 | 0 | 0 | 0 | 0 | -13.91 | 0 | 0 | 0 | 0 | 0 | 0 | 0 | 0 | 0 | 0 | 0 | 0 | 0 | 0 | 0 | 0 | 0 | 0 | 0 | 0 | 0 | 0 | 0 | 0 | 0 | 0 | 0 | 0 | 0 | 0 | 0 | 0 | 0 | 0 | 0 | 0 | 0 | 0 | 0 | 0 | 0 | 0 | 0 | 0 | 0 | 0 | 0 | 0 | 0 | 0 | 0 | 0 | 0 | 0 | 0 | 0 | 0 | 0 | 0 | 0
0 | 0 | 0 | 0 | 0 | 0 | 0 | 0 | 0 | 0 | 0 | 0 | 0 | 0 | 0 | 0 | 0 | 0 | 0 | 0 | 0 | 0 | 0 | 0 | 0 | 0 | 0 | 0 | 0 | 0 | 0 | 0 | 0 | 0 | 0 | 0 | 0 | 0 | 0 | 0 | 0 | 0 | 0 | 0 | 0 | 0 | 0 | 0 | 0 | 0 | -17.01 | 23.13 | -6.12 | 0 | 0 | 0 | 0 | 0 | 0 | 0 | 0 | 0 | 0 | 0 | 0 | 0 | 0 | 0 | 0 | 0 | 0 | 0 | 0 | 0 | 0 | 0 | 0 | 0 | 0 | 0 | 0 | 0 | 0 | 0 | 0 | 0 | 0 | 0 | 0 | 0 | 0 | 0 | 0 | 0 | 0 | 0 | 0 | 0 | 0 | 0 | 0 | 0 | 0 | 0 | 0 | 0 | 0 | 0 | 0 | 0 | 0 | 0 | 0 | 0 | 0 | 0 | 0 | 0
0 | 0 | 0 | 0 | 0 | 0 | 0 | 0 | 0 | 0 | 0 | 0 | 0 | 0 | 0 | 0 | 0 | 0 | 0 | 0 | 0 | 0 | 0 | 0 | 0 | 0 | 0 | 0 | 0 | 0 | 0 | 0 | 0 | 0 | 0 | 0 | 0 | 0 | 0 | 0 | 0 | 0 | 0 | 0 | 0 | 0 | 0 | 0 | 0 | 0 | 0 | -6.12 | 14.32 | -8.2 | 0 | 0 | 0 | 0 | 0 | 0 | 0 | 0 | 0 | 0 | 0 | 0 | 0 | 0 | 0 | 0 | 0 | 0 | 0 | 0 | 0 | 0 | 0 | 0 | 0 | 0 | 0 | 0 | 0 | 0 | 0 | 0 | 0 | 0 | 0 | 0 | 0 | 0 | 0 | 0 | 0 | 0 | 0 | 0 | 0 | 0 | 0 | 0 | 0 | 0 | 0 | 0 | 0 | 0 | 0 | 0 | 0 | 0 | 0 | 0 | 0 | 0 | 0 | 0
0 | 0 | 0 | 0 | 0 | 0 | 0 | 0 | 0 | 0 | 0 | 0 | 0 | 0 | 0 | 0 | 0 | 0 | 0 | 0 | 0 | 0 | 0 | 0 | 0 | 0 | 0 | 0 | 0 | 0 | 0 | 0 | 0 | 0 | 0 | 0 | 0 | 0 | 0 | 0 | 0 | 0 | 0 | 0 | 0 | 0 | 0 | 0 | -6.9 | 0 | 0 | 0 | -8.2 | 138.31 | -14.14 | -104.71 | 0 | 0 | -4.36 | 0 | 0 | 0 | 0 | 0 | 0 | 0 | 0 | 0 | 0 | 0 | 0 | 0 | 0 | 0 | 0 | 0 | 0 | 0 | 0 | 0 | 0 | 0 | 0 | 0 | 0 | 0 | 0 | 0 | 0 | 0 | 0 | 0 | 0 | 0 | 0 | 0 | 0 | 0 | 0 | 0 | 0 | 0 | 0 | 0 | 0 | 0 | 0 | 0 | 0 | 0 | 0 | 0 | 0 | 0 | 0 | 0 | 0 | 0
0 | 0 | 0 | 0 | 0 | 0 | 0 | 0 | 0 | 0 | 0 | 0 | 0 | 0 | 0 | 0 | 0 | 0 | 0 | 0 | 0 | 0 | 0 | 0 | 0 | 0 | 0 | 0 | 0 | 0 | 0 | 0 | 0 | 0 | 0 | 0 | 0 | 0 | 0 | 0 | 0 | 0 | 0 | 0 | 0 | 0 | 0 | 0 | 0 | 0 | 0 | 0 | 0 | -14.14 | 85 | -66.23 | 0 | 0 | -4.63 | 0 | 0 | 0 | 0 | 0 | 0 | 0 | 0 | 0 | 0 | 0 | 0 | 0 | 0 | 0 | 0 | 0 | 0 | 0 | 0 | 0 | 0 | 0 | 0 | 0 | 0 | 0 | 0 | 0 | 0 | 0 | 0 | 0 | 0 | 0 | 0 | 0 | 0 | 0 | 0 | 0 | 0 | 0 | 0 | 0 | 0 | 0 | 0 | 0 | 0 | 0 | 0 | 0 | 0 | 0 | 0 | 0 | 0 | 0
0 | 0 | 0 | 0 | 0 | 0 | 0 | 0 | 0 | 0 | 0 | 0 | 0 | 0 | 0 | 0 | 0 | 0 | 0 | 0 | 0 | 0 | 0 | 0 | 0 | 0 | 0 | 0 | 0 | 0 | 0 | 0 | 0 | 0 | 0 | 0 | 0 | 0 | 0 | 0 | 0 | 0 | 0 | 0 | 0 | 0 | 0 | 0 | 0 | 0 | 0 | 0 | 0 | -104.71 | -66.23 | 199.8 | -10.35 | -10.35 | -8.16 | 0 | 0 | 0 | 0 | 0 | 0 | 0 | 0 | 0 | 0 | 0 | 0 | 0 | 0 | 0 | 0 | 0 | 0 | 0 | 0 | 0 | 0 | 0 | 0 | 0 | 0 | 0 | 0 | 0 | 0 | 0 | 0 | 0 | 0 | 0 | 0 | 0 | 0 | 0 | 0 | 0 | 0 | 0 | 0 | 0 | 0 | 0 | 0 | 0 | 0 | 0 | 0 | 0 | 0 | 0 | 0 | 0 | 0 | 0
0 | 0 | 0 | 0 | 0 | 0 | 0 | 0 | 0 | 0 | 0 | 0 | 0 | 0 | 0 | 0 | 0 | 0 | 0 | 0 | 0 | 0 | 0 | 0 | 0 | 0 | 0 | 0 | 0 | 0 | 0 | 0 | 0 | 0 | 0 | 0 | 0 | 0 | 0 | 0 | 0 | 0 | 0 | 0 | 0 | 0 | 0 | 0 | 0 | -7.46 | 0 | 0 | 0 | 0 | 0 | -10.35 | 17.81 | 0 | 0 | 0 | 0 | 0 | 0 | 0 | 0 | 0 | 0 | 0 | 0 | 0 | 0 | 0 | 0 | 0 | 0 | 0 | 0 | 0 | 0 | 0 | 0 | 0 | 0 | 0 | 0 | 0 | 0 | 0 | 0 | 0 | 0 | 0 | 0 | 0 | 0 | 0 | 0 | 0 | 0 | 0 | 0 | 0 | 0 | 0 | 0 | 0 | 0 | 0 | 0 | 0 | 0 | 0 | 0 | 0 | 0 | 0 | 0 | 0
0 | 0 | 0 | 0 | 0 | 0 | 0 | 0 | 0 | 0 | 0 | 0 | 0 | 0 | 0 | 0 | 0 | 0 | 0 | 0 | 0 | 0 | 0 | 0 | 0 | 0 | 0 | 0 | 0 | 0 | 0 | 0 | 0 | 0 | 0 | 0 | 0 | 0 | 0 | 0 | 0 | 0 | 0 | 0 | 0 | 0 | 0 | 0 | 0 | 0 | -13.91 | 0 | 0 | 0 | 0 | -10.35 | 0 | 24.26 | 0 | 0 | 0 | 0 | 0 | 0 | 0 | 0 | 0 | 0 | 0 | 0 | 0 | 0 | 0 | 0 | 0 | 0 | 0 | 0 | 0 | 0 | 0 | 0 | 0 | 0 | 0 | 0 | 0 | 0 | 0 | 0 | 0 | 0 | 0 | 0 | 0 | 0 | 0 | 0 | 0 | 0 | 0 | 0 | 0 | 0 | 0 | 0 | 0 | 0 | 0 | 0 | 0 | 0 | 0 | 0 | 0 | 0 | 0 | 0
0 | 0 | 0 | 0 | 0 | 0 | 0 | 0 | 0 | 0 | 0 | 0 | 0 | 0 | 0 | 0 | 0 | 0 | 0 | 0 | 0 | 0 | 0 | 0 | 0 | 0 | 0 | 0 | 0 | 0 | 0 | 0 | 0 | 0 | 0 | 0 | 0 | 0 | 0 | 0 | 0 | 0 | 0 | 0 | 0 | 0 | 0 | 0 | 0 | 0 | 0 | 0 | 0 | -4.36 | -4.63 | -8.16 | 0 | 0 | 56.63 | -6.9 | -6.67 | 0 | -25.91 | 0 | 0 | 0 | 0 | 0 | 0 | 0 | 0 | 0 | 0 | 0 | 0 | 0 | 0 | 0 | 0 | 0 | 0 | 0 | 0 | 0 | 0 | 0 | 0 | 0 | 0 | 0 | 0 | 0 | 0 | 0 | 0 | 0 | 0 | 0 | 0 | 0 | 0 | 0 | 0 | 0 | 0 | 0 | 0 | 0 | 0 | 0 | 0 | 0 | 0 | 0 | 0 | 0 | 0 | 0
0 | 0 | 0 | 0 | 0 | 0 | 0 | 0 | 0 | 0 | 0 | 0 | 0 | 0 | 0 | 0 | 0 | 0 | 0 | 0 | 0 | 0 | 0 | 0 | 0 | 0 | 0 | 0 | 0 | 0 | 0 | 0 | 0 | 0 | 0 | 0 | 0 | 0 | 0 | 0 | 0 | 0 | 0 | 0 | 0 | 0 | 0 | 0 | 0 | 0 | 0 | 0 | 0 | 0 | 0 | 0 | 0 | 0 | -6.9 | 98.8 | -74.07 | -17.83 | 0 | 0 | 0 | 0 | 0 | 0 | 0 | 0 | 0 | 0 | 0 | 0 | 0 | 0 | 0 | 0 | 0 | 0 | 0 | 0 | 0 | 0 | 0 | 0 | 0 | 0 | 0 | 0 | 0 | 0 | 0 | 0 | 0 | 0 | 0 | 0 | 0 | 0 | 0 | 0 | 0 | 0 | 0 | 0 | 0 | 0 | 0 | 0 | 0 | 0 | 0 | 0 | 0 | 0 | 0 | 0
0 | 0 | 0 | 0 | 0 | 0 | 0 | 0 | 0 | 0 | 0 | 0 | 0 | 0 | 0 | 0 | 0 | 0 | 0 | 0 | 0 | 0 | 0 | 0 | 0 | 0 | 0 | 0 | 0 | 0 | 0 | 0 | 0 | 0 | 0 | 0 | 0 | 0 | 0 | 0 | 0 | 0 | 0 | 0 | 0 | 0 | 0 | 0 | 0 | 0 | 0 | 0 | 0 | 0 | 0 | 0 | 0 | 0 | -6.67 | -74.07 | 144.65 | -26.6 | 0 | -37.31 | 0 | 0 | 0 | 0 | 0 | 0 | 0 | 0 | 0 | 0 | 0 | 0 | 0 | 0 | 0 | 0 | 0 | 0 | 0 | 0 | 0 | 0 | 0 | 0 | 0 | 0 | 0 | 0 | 0 | 0 | 0 | 0 | 0 | 0 | 0 | 0 | 0 | 0 | 0 | 0 | 0 | 0 | 0 | 0 | 0 | 0 | 0 | 0 | 0 | 0 | 0 | 0 | 0 | 0
0 | 0 | 0 | 0 | 0 | 0 | 0 | 0 | 0 | 0 | 0 | 0 | 0 | 0 | 0 | 0 | 0 | 0 | 0 | 0 | 0 | 0 | 0 | 0 | 0 | 0 | 0 | 0 | 0 | 0 | 0 | 0 | 0 | 0 | 0 | 0 | 0 | 0 | 0 | 0 | 0 | 0 | 0 | 0 | 0 | 0 | 0 | 0 | 0 | 0 | 0 | 0 | 0 | 0 | 0 | 0 | 0 | 0 | 0 | -17.83 | -26.6 | 57.57 | 0 | 0 | 0 | -4.59 | -8.55 | 0 | 0 | 0 | 0 | 0 | 0 | 0 | 0 | 0 | 0 | 0 | 0 | 0 | 0 | 0 | 0 | 0 | 0 | 0 | 0 | 0 | 0 | 0 | 0 | 0 | 0 | 0 | 0 | 0 | 0 | 0 | 0 | 0 | 0 | 0 | 0 | 0 | 0 | 0 | 0 | 0 | 0 | 0 | 0 | 0 | 0 | 0 | 0 | 0 | 0 | 0
0 | 0 | 0 | 0 | 0 | 0 | 0 | 0 | 0 | 0 | 0 | 0 | 0 | 0 | 0 | 0 | 0 | 0 | 0 | 0 | 0 | 0 | 0 | 0 | 0 | 0 | 0 | 0 | 0 | 0 | 0 | 0 | 0 | 0 | 0 | 0 | 0 | 0 | 0 | 0 | 0 | 0 | 0 | 0 | 0 | 0 | 0 | 0 | 0 | 0 | 0 | 0 | 0 | 0 | 0 | 0 | 0 | 0 | -25.91 | 0 | 0 | 0 | 75.91 | -50 | 0 | 0 | 0 | 0 | 0 | 0 | 0 | 0 | 0 | 0 | 0 | 0 | 0 | 0 | 0 | 0 | 0 | 0 | 0 | 0 | 0 | 0 | 0 | 0 | 0 | 0 | 0 | 0 | 0 | 0 | 0 | 0 | 0 | 0 | 0 | 0 | 0 | 0 | 0 | 0 | 0 | 0 | 0 | 0 | 0 | 0 | 0 | 0 | 0 | 0 | 0 | 0 | 0 | 0
0 | 0 | 0 | 0 | 0 | 0 | 0 | 0 | 0 | 0 | 0 | 0 | 0 | 0 | 0 | 0 | 0 | 0 | 0 | 0 | 0 | 0 | 0 | 0 | 0 | 0 | 0 | 0 | 0 | 0 | 0 | 0 | 0 | 0 | 0 | 0 | 0 | 0 | 0 | 0 | 0 | 0 | 0 | 0 | 0 | 0 | 0 | 0 | 0 | 0 | 0 | 0 | 0 | 0 | 0 | 0 | 0 | 0 | 0 | 0 | -37.31 | 0 | -50 | 120.42 | -33.11 | 0 | 0 | 0 | 0 | 0 | 0 | 0 | 0 | 0 | 0 | 0 | 0 | 0 | 0 | 0 | 0 | 0 | 0 | 0 | 0 | 0 | 0 | 0 | 0 | 0 | 0 | 0 | 0 | 0 | 0 | 0 | 0 | 0 | 0 | 0 | 0 | 0 | 0 | 0 | 0 | 0 | 0 | 0 | 0 | 0 | 0 | 0 | 0 | 0 | 0 | 0 | 0 | 0
0 | 0 | 0 | 0 | 0 | 0 | 0 | 0 | 0 | 0 | 0 | 0 | 0 | 0 | 0 | 0 | 0 | 0 | 0 | 0 | 0 | 0 | 0 | 0 | 0 | 0 | 0 | 0 | 0 | 0 | 0 | 0 | 0 | 0 | 0 | 0 | 0 | -10.14 | 0 | 0 | 0 | 0 | 0 | 0 | 0 | 0 | 0 | 0 | 0 | 0 | 0 | 0 | 0 | 0 | 0 | 0 | 0 | 0 | 0 | 0 | 0 | 0 | 0 | -33.11 | 132.78 | -27.03 | 0 | -62.5 | 0 | 0 | 0 | 0 | 0 | 0 | 0 | 0 | 0 | 0 | 0 | 0 | 0 | 0 | 0 | 0 | 0 | 0 | 0 | 0 | 0 | 0 | 0 | 0 | 0 | 0 | 0 | 0 | 0 | 0 | 0 | 0 | 0 | 0 | 0 | 0 | 0 | 0 | 0 | 0 | 0 | 0 | 0 | 0 | 0 | 0 | 0 | 0 | 0 | 0
0 | 0 | 0 | 0 | 0 | 0 | 0 | 0 | 0 | 0 | 0 | 0 | 0 | 0 | 0 | 0 | 0 | 0 | 0 | 0 | 0 | 0 | 0 | 0 | 0 | 0 | 0 | 0 | 0 | 0 | 0 | 0 | 0 | 0 | 0 | 0 | 0 | 0 | 0 | 0 | 0 | 0 | 0 | 0 | 0 | 0 | 0 | 0 | -21.76 | 0 | 0 | 0 | 0 | 0 | 0 | 0 | 0 | 0 | 0 | 0 | 0 | -4.59 | 0 | 0 | -27.03 | 63.23 | -9.85 | 0 | 0 | 0 | 0 | 0 | 0 | 0 | 0 | 0 | 0 | 0 | 0 | 0 | 0 | 0 | 0 | 0 | 0 | 0 | 0 | 0 | 0 | 0 | 0 | 0 | 0 | 0 | 0 | 0 | 0 | 0 | 0 | 0 | 0 | 0 | 0 | 0 | 0 | 0 | 0 | 0 | 0 | 0 | 0 | 0 | 0 | 0 | 0 | 0 | 0 | 0
0 | 0 | 0 | 0 | 0 | 0 | 0 | 0 | 0 | 0 | 0 | 0 | 0 | 0 | 0 | 0 | 0 | 0 | 0 | 0 | 0 | 0 | 0 | 0 | 0 | 0 | 0 | 0 | 0 | 0 | 0 | 0 | 0 | 0 | 0 | 0 | 0 | 0 | 0 | 0 | 0 | 0 | 0 | 0 | 0 | 0 | 0 | 0 | 0 | 0 | 0 | 0 | 0 | 0 | 0 | 0 | 0 | 0 | 0 | 0 | 0 | -8.55 | 0 | 0 | 0 | -9.85 | 18.4 | 0 | 0 | 0 | 0 | 0 | 0 | 0 | 0 | 0 | 0 | 0 | 0 | 0 | 0 | 0 | 0 | 0 | 0 | 0 | 0 | 0 | 0 | 0 | 0 | 0 | 0 | 0 | 0 | 0 | 0 | 0 | 0 | 0 | 0 | 0 | 0 | 0 | 0 | 0 | 0 | 0 | 0 | 0 | 0 | 0 | 0 | 0 | 0 | 0 | 0 | 0
0 | 0 | 0 | 0 | 0 | 0 | 0 | 0 | 0 | 0 | 0 | 0 | 0 | 0 | 0 | 0 | 0 | 0 | 0 | 0 | 0 | 0 | 0 | 0 | 0 | 0 | 0 | 0 | 0 | 0 | 0 | 0 | 0 | 0 | 0 | 0 | 0 | 0 | 0 | 0 | 0 | 0 | 0 | 0 | 0 | 0 | 0 | 0 | 0 | 0 | 0 | 0 | 0 | 0 | 0 | 0 | 0 | 0 | 0 | 0 | 0 | 0 | 0 | 0 | -62.5 | 0 | 0 | 385.94 | -27.03 | 0 | 0 | 0 | 0 | 0 | 0 | 0 | 0 | 0 | 0 | 0 | -49.5 | 0 | 0 | 0 | 0 | 0 | 0 | 0 | 0 | 0 | 0 | 0 | 0 | 0 | 0 | 0 | 0 | 0 | 0 | 0 | 0 | 0 | 0 | 0 | 0 | 0 | 0 | 0 | 0 | 0 | 0 | 0 | 0 | 0 | 0 | -246.91 | 0 | 0
0 | 0 | 0 | 0 | 0 | 0 | 0 | 0 | 0 | 0 | 0 | 0 | 0 | 0 | 0 | 0 | 0 | 0 | 0 | 0 | 0 | 0 | 0 | 0 | 0 | 0 | 0 | 0 | 0 | 0 | 0 | 0 | 0 | 0 | 0 | 0 | 0 | 0 | 0 | 0 | 0 | 0 | 0 | 0 | 0 | 0 | -3.6 | 0 | -3.09 | 0 | 0 | 0 | 0 | 0 | 0 | 0 | 0 | 0 | 0 | 0 | 0 | 0 | 0 | 0 | 0 | 0 | 0 | -27.03 | 59.69 | -7.87 | 0 | 0 | 0 | 0 | -8.2 | 0 | -9.9 | 0 | 0 | 0 | 0 | 0 | 0 | 0 | 0 | 0 | 0 | 0 | 0 | 0 | 0 | 0 | 0 | 0 | 0 | 0 | 0 | 0 | 0 | 0 | 0 | 0 | 0 | 0 | 0 | 0 | 0 | 0 | 0 | 0 | 0 | 0 | 0 | 0 | 0 | 0 | 0 | 0
0 | 0 | 0 | 0 | 0 | 0 | 0 | 0 | 0 | 0 | 0 | 0 | 0 | 0 | 0 | 0 | 0 | 0 | 0 | 0 | 0 | 0 | 0 | -2.43 | 0 | 0 | 0 | 0 | 0 | 0 | 0 | 0 | 0 | 0 | 0 | 0 | 0 | 0 | 0 | 0 | 0 | 0 | 0 | 0 | 0 | 0 | 0 | 0 | 0 | 0 | 0 | 0 | 0 | 0 | 0 | 0 | 0 | 0 | 0 | 0 | 0 | 0 | 0 | 0 | 0 | 0 | 0 | 0 | -7.87 | 53.12 | -28.17 | 0 | 0 | -7.56 | -7.09 | 0 | 0 | 0 | 0 | 0 | 0 | 0 | 0 | 0 | 0 | 0 | 0 | 0 | 0 | 0 | 0 | 0 | 0 | 0 | 0 | 0 | 0 | 0 | 0 | 0 | 0 | 0 | 0 | 0 | 0 | 0 | 0 | 0 | 0 | 0 | 0 | 0 | 0 | 0 | 0 | 0 | 0 | 0
0 | 0 | 0 | 0 | 0 | 0 | 0 | 0 | 0 | 0 | 0 | 0 | 0 | 0 | 0 | 0 | 0 | 0 | 0 | 0 | 0 | 0 | 0 | 0 | 0 | 0 | 0 | 0 | 0 | 0 | 0 | 0 | 0 | 0 | 0 | 0 | 0 | 0 | 0 | 0 | 0 | 0 | 0 | 0 | 0 | 0 | 0 | 0 | 0 | 0 | 0 | 0 | 0 | 0 | 0 | 0 | 0 | 0 | 0 | 0 | 0 | 0 | 0 | 0 | 0 | 0 | 0 | 0 | 0 | -28.17 | 55.76 | -5.56 | -22.03 | 0 | 0 | 0 | 0 | 0 | 0 | 0 | 0 | 0 | 0 | 0 | 0 | 0 | 0 | 0 | 0 | 0 | 0 | 0 | 0 | 0 | 0 | 0 | 0 | 0 | 0 | 0 | 0 | 0 | 0 | 0 | 0 | 0 | 0 | 0 | 0 | 0 | 0 | 0 | 0 | 0 | 0 | 0 | 0 | 0
0 | 0 | 0 | 0 | 0 | 0 | 0 | 0 | 0 | 0 | 0 | 0 | 0 | 0 | 0 | 0 | 0 | 0 | 0 | 0 | 0 | 0 | 0 | -5.1 | 0 | 0 | 0 | 0 | 0 | 0 | 0 | 0 | 0 | 0 | 0 | 0 | 0 | 0 | 0 | 0 | 0 | 0 | 0 | 0 | 0 | 0 | 0 | 0 | 0 | 0 | 0 | 0 | 0 | 0 | 0 | 0 | 0 | 0 | 0 | 0 | 0 | 0 | 0 | 0 | 0 | 0 | 0 | 0 | 0 | 0 | -5.56 | 10.66 | 0 | 0 | 0 | 0 | 0 | 0 | 0 | 0 | 0 | 0 | 0 | 0 | 0 | 0 | 0 | 0 | 0 | 0 | 0 | 0 | 0 | 0 | 0 | 0 | 0 | 0 | 0 | 0 | 0 | 0 | 0 | 0 | 0 | 0 | 0 | 0 | 0 | 0 | 0 | 0 | 0 | 0 | 0 | 0 | 0 | 0
0 | 0 | 0 | 0 | 0 | 0 | 0 | 0 | 0 | 0 | 0 | 0 | 0 | 0 | 0 | 0 | 0 | 0 | 0 | 0 | 0 | 0 | 0 | 0 | 0 | 0 | 0 | 0 | 0 | 0 | 0 | 0 | 0 | 0 | 0 | 0 | 0 | 0 | 0 | 0 | 0 | 0 | 0 | 0 | 0 | 0 | 0 | 0 | 0 | 0 | 0 | 0 | 0 | 0 | 0 | 0 | 0 | 0 | 0 | 0 | 0 | 0 | 0 | 0 | 0 | 0 | 0 | 0 | 0 | 0 | -22.03 | 0 | 22.03 | 0 | 0 | 0 | 0 | 0 | 0 | 0 | 0 | 0 | 0 | 0 | 0 | 0 | 0 | 0 | 0 | 0 | 0 | 0 | 0 | 0 | 0 | 0 | 0 | 0 | 0 | 0 | 0 | 0 | 0 | 0 | 0 | 0 | 0 | 0 | 0 | 0 | 0 | 0 | 0 | 0 | 0 | 0 | 0 | 0
0 | 0 | 0 | 0 | 0 | 0 | 0 | 0 | 0 | 0 | 0 | 0 | 0 | 0 | 0 | 0 | 0 | 0 | 0 | 0 | 0 | 0 | 0 | 0 | 0 | 0 | 0 | 0 | 0 | 0 | 0 | 0 | 0 | 0 | 0 | 0 | 0 | 0 | 0 | 0 | 0 | 0 | 0 | 0 | 0 | 0 | 0 | 0 | 0 | 0 | 0 | 0 | 0 | 0 | 0 | 0 | 0 | 0 | 0 | 0 | 0 | 0 | 0 | 0 | 0 | 0 | 0 | 0 | 0 | -7.56 | 0 | 0 | 0 | 32.19 | -24.63 | 0 | 0 | 0 | 0 | 0 | 0 | 0 | 0 | 0 | 0 | 0 | 0 | 0 | 0 | 0 | 0 | 0 | 0 | 0 | 0 | 0 | 0 | 0 | 0 | 0 | 0 | 0 | 0 | 0 | 0 | 0 | 0 | 0 | 0 | 0 | 0 | 0 | 0 | 0 | 0 | 0 | 0 | 0
0 | 0 | 0 | 0 | 0 | 0 | 0 | 0 | 0 | 0 | 0 | 0 | 0 | 0 | 0 | 0 | 0 | 0 | 0 | 0 | 0 | 0 | 0 | 0 | 0 | 0 | 0 | 0 | 0 | 0 | 0 | 0 | 0 | 0 | 0 | 0 | 0 | 0 | 0 | 0 | 0 | 0 | 0 | 0 | 0 | 0 | 0 | 0 | 0 | 0 | 0 | 0 | 0 | 0 | 0 | 0 | 0 | 0 | 0 | 0 | 0 | 0 | 0 | 0 | 0 | 0 | 0 | 0 | -8.2 | -7.09 | 0 | 0 | 0 | -24.63 | 65.71 | 0 | -5 | 0 | 0 | 0 | 0 | 0 | 0 | 0 | 0 | 0 | 0 | 0 | 0 | 0 | 0 | 0 | 0 | 0 | 0 | 0 | 0 | 0 | 0 | 0 | 0 | 0 | 0 | 0 | 0 | 0 | 0 | 0 | 0 | 0 | 0 | 0 | 0 | 0 | 0 | 0 | 0 | -20.79
0 | 0 | 0 | 0 | 0 | 0 | 0 | 0 | 0 | 0 | 0 | 0 | 0 | 0 | 0 | 0 | 0 | 0 | 0 | 0 | 0 | 0 | 0 | 0 | 0 | 0 | 0 | 0 | 0 | 0 | 0 | 0 | 0 | 0 | 0 | 0 | 0 | 0 | 0 | 0 | 0 | 0 | 0 | 0 | 0 | 0 | 0 | 0 | 0 | 0 | 0 | 0 | 0 | 0 | 0 | 0 | 0 | 0 | 0 | 0 | 0 | 0 | 0 | 0 | 0 | 0 | 0 | 0 | 0 | 0 | 0 | 0 | 0 | 0 | 0 | 25.14 | -6.76 | 0 | 0 | 0 | 0 | 0 | 0 | 0 | 0 | 0 | 0 | 0 | 0 | 0 | 0 | 0 | 0 | 0 | 0 | 0 | 0 | 0 | 0 | 0 | 0 | 0 | 0 | 0 | 0 | 0 | 0 | 0 | 0 | 0 | 0 | 0 | 0 | 0 | 0 | 0 | 0 | -18.38
0 | 0 | 0 | 0 | 0 | 0 | 0 | 0 | 0 | 0 | 0 | 0 | 0 | 0 | 0 | 0 | 0 | 0 | 0 | 0 | 0 | 0 | 0 | 0 | 0 | 0 | 0 | 0 | 0 | 0 | 0 | 0 | 0 | 0 | 0 | 0 | 0 | 0 | 0 | 0 | 0 | 0 | 0 | 0 | 0 | 0 | 0 | 0 | 0 | 0 | 0 | 0 | 0 | 0 | 0 | 0 | 0 | 0 | 0 | 0 | 0 | 0 | 0 | 0 | 0 | 0 | 0 | 0 | -9.9 | 0 | 0 | 0 | 0 | 0 | -5 | -6.76 | 144.17 | -80.65 | 0 | -30.14 | 0 | -11.72 | 0 | 0 | 0 | 0 | 0 | 0 | 0 | 0 | 0 | 0 | 0 | 0 | 0 | 0 | 0 | 0 | 0 | 0 | 0 | 0 | 0 | 0 | 0 | 0 | 0 | 0 | 0 | 0 | 0 | 0 | 0 | 0 | 0 | 0 | 0 | 0
0 | 0 | 0 | 0 | 0 | 0 | 0 | 0 | 0 | 0 | 0 | 0 | 0 | 0 | 0 | 0 | 0 | 0 | 0 | 0 | 0 | 0 | 0 | 0 | 0 | 0 | 0 | 0 | 0 | 0 | 0 | 0 | 0 | 0 | 0 | 0 | 0 | 0 | 0 | 0 | 0 | 0 | 0 | 0 | 0 | 0 | 0 | 0 | 0 | 0 | 0 | 0 | 0 | 0 | 0 | 0 | 0 | 0 | 0 | 0 | 0 | 0 | 0 | 0 | 0 | 0 | 0 | 0 | 0 | 0 | 0 | 0 | 0 | 0 | 0 | 0 | -80.65 | 121.63 | -40.98 | 0 | 0 | 0 | 0 | 0 | 0 | 0 | 0 | 0 | 0 | 0 | 0 | 0 | 0 | 0 | 0 | 0 | 0 | 0 | 0 | 0 | 0 | 0 | 0 | 0 | 0 | 0 | 0 | 0 | 0 | 0 | 0 | 0 | 0 | 0 | 0 | 0 | 0 | 0
0 | 0 | 0 | 0 | 0 | 0 | 0 | 0 | 0 | 0 | 0 | 0 | 0 | 0 | 0 | 0 | 0 | 0 | 0 | 0 | 0 | 0 | 0 | 0 | 0 | 0 | 0 | 0 | 0 | 0 | 0 | 0 | 0 | 0 | 0 | 0 | 0 | 0 | 0 | 0 | 0 | 0 | 0 | 0 | 0 | 0 | 0 | 0 | 0 | 0 | 0 | 0 | 0 | 0 | 0 | 0 | 0 | 0 | 0 | 0 | 0 | 0 | 0 | 0 | 0 | 0 | 0 | 0 | 0 | 0 | 0 | 0 | 0 | 0 | 0 | 0 | 0 | -40.98 | 55.18 | -14.2 | 0 | 0 | 0 | 0 | 0 | 0 | 0 | 0 | 0 | 0 | 0 | 0 | 0 | 0 | 0 | 0 | 0 | 0 | 0 | 0 | 0 | 0 | 0 | 0 | 0 | 0 | 0 | 0 | 0 | 0 | 0 | 0 | 0 | 0 | 0 | 0 | 0 | 0
0 | 0 | 0 | 0 | 0 | 0 | 0 | 0 | 0 | 0 | 0 | 0 | 0 | 0 | 0 | 0 | 0 | 0 | 0 | 0 | 0 | 0 | 0 | 0 | 0 | 0 | 0 | 0 | 0 | 0 | 0 | 0 | 0 | 0 | 0 | 0 | 0 | 0 | 0 | 0 | 0 | 0 | 0 | 0 | 0 | 0 | 0 | 0 | 0 | 0 | 0 | 0 | 0 | 0 | 0 | 0 | 0 | 0 | 0 | 0 | 0 | 0 | 0 | 0 | 0 | 0 | 0 | 0 | 0 | 0 | 0 | 0 | 0 | 0 | 0 | 0 | -30.14 | 0 | -14.2 | 101.68 | -27.03 | 0 | 0 | 0 | 0 | 0 | 0 | 0 | 0 | 0 | 0 | 0 | 0 | 0 | 0 | -5.49 | -10.71 | -9.26 | -4.85 | 0 | 0 | 0 | 0 | 0 | 0 | 0 | 0 | 0 | 0 | 0 | 0 | 0 | 0 | 0 | 0 | 0 | 0 | 0
0 | 0 | 0 | 0 | 0 | 0 | 0 | 0 | 0 | 0 | 0 | 0 | 0 | 0 | 0 | 0 | 0 | 0 | 0 | 0 | 0 | 0 | 0 | 0 | 0 | 0 | 0 | 0 | 0 | 0 | 0 | 0 | 0 | 0 | 0 | 0 | 0 | 0 | 0 | 0 | 0 | 0 | 0 | 0 | 0 | 0 | 0 | 0 | 0 | 0 | 0 | 0 | 0 | 0 | 0 | 0 | 0 | 0 | 0 | 0 | 0 | 0 | 0 | 0 | 0 | 0 | 0 | -49.5 | 0 | 0 | 0 | 0 | 0 | 0 | 0 | 0 | 0 | 0 | 0 | -27.03 | 76.53 | 0 | 0 | 0 | 0 | 0 | 0 | 0 | 0 | 0 | 0 | 0 | 0 | 0 | 0 | 0 | 0 | 0 | 0 | 0 | 0 | 0 | 0 | 0 | 0 | 0 | 0 | 0 | 0 | 0 | 0 | 0 | 0 | 0 | 0 | 0 | 0 | 0
0 | 0 | 0 | 0 | 0 | 0 | 0 | 0 | 0 | 0 | 0 | 0 | 0 | 0 | 0 | 0 | 0 | 0 | 0 | 0 | 0 | 0 | 0 | 0 | 0 | 0 | 0 | 0 | 0 | 0 | 0 | 0 | 0 | 0 | 0 | 0 | 0 | 0 | 0 | 0 | 0 | 0 | 0 | 0 | 0 | 0 | 0 | 0 | 0 | 0 | 0 | 0 | 0 | 0 | 0 | 0 | 0 | 0 | 0 | 0 | 0 | 0 | 0 | 0 | 0 | 0 | 0 | 0 | 0 | 0 | 0 | 0 | 0 | 0 | 0 | 0 | -11.72 | 0 | 0 | 0 | 0 | 57.88 | -27.29 | 0 | 0 | 0 | 0 | 0 | 0 | 0 | 0 | 0 | 0 | 0 | 0 | -18.87 | 0 | 0 | 0 | 0 | 0 | 0 | 0 | 0 | 0 | 0 | 0 | 0 | 0 | 0 | 0 | 0 | 0 | 0 | 0 | 0 | 0 | 0
0 | 0 | 0 | 0 | 0 | 0 | 0 | 0 | 0 | 0 | 0 | 0 | 0 | 0 | 0 | 0 | 0 | 0 | 0 | 0 | 0 | 0 | 0 | 0 | 0 | 0 | 0 | 0 | 0 | 0 | 0 | 0 | 0 | 0 | 0 | 0 | 0 | 0 | 0 | 0 | 0 | 0 | 0 | 0 | 0 | 0 | 0 | 0 | 0 | 0 | 0 | 0 | 0 | 0 | 0 | 0 | 0 | 0 | 0 | 0 | 0 | 0 | 0 | 0 | 0 | 0 | 0 | 0 | 0 | 0 | 0 | 0 | 0 | 0 | 0 | 0 | 0 | 0 | 0 | 0 | 0 | -27.29 | 41.63 | -7.58 | -6.76 | 0 | 0 | 0 | 0 | 0 | 0 | 0 | 0 | 0 | 0 | 0 | 0 | 0 | 0 | 0 | 0 | 0 | 0 | 0 | 0 | 0 | 0 | 0 | 0 | 0 | 0 | 0 | 0 | 0 | 0 | 0 | 0 | 0
0 | 0 | 0 | 0 | 0 | 0 | 0 | 0 | 0 | 0 | 0 | 0 | 0 | 0 | 0 | 0 | 0 | 0 | 0 | 0 | 0 | 0 | 0 | 0 | 0 | 0 | 0 | 0 | 0 | 0 | 0 | 0 | 0 | 0 | 0 | 0 | 0 | 0 | 0 | 0 | 0 | 0 | 0 | 0 | 0 | 0 | 0 | 0 | 0 | 0 | 0 | 0 | 0 | 0 | 0 | 0 | 0 | 0 | 0 | 0 | 0 | 0 | 0 | 0 | 0 | 0 | 0 | 0 | 0 | 0 | 0 | 0 | 0 | 0 | 0 | 0 | 0 | 0 | 0 | 0 | 0 | 0 | -7.58 | 23.18 | -15.6 | 0 | 0 | 0 | 0 | 0 | 0 | 0 | 0 | 0 | 0 | 0 | 0 | 0 | 0 | 0 | 0 | 0 | 0 | 0 | 0 | 0 | 0 | 0 | 0 | 0 | 0 | 0 | 0 | 0 | 0 | 0 | 0 | 0
0 | 0 | 0 | 0 | 0 | 0 | 0 | 0 | 0 | 0 | 0 | 0 | 0 | 0 | 0 | 0 | 0 | 0 | 0 | 0 | 0 | 0 | 0 | 0 | 0 | 0 | 0 | 0 | 0 | 0 | 0 | 0 | 0 | 0 | 0 | 0 | 0 | 0 | 0 | 0 | 0 | 0 | 0 | 0 | 0 | 0 | 0 | 0 | 0 | 0 | 0 | 0 | 0 | 0 | 0 | 0 | 0 | 0 | 0 | 0 | 0 | 0 | 0 | 0 | 0 | 0 | 0 | 0 | 0 | 0 | 0 | 0 | 0 | 0 | 0 | 0 | 0 | 0 | 0 | 0 | 0 | 0 | -6.76 | -15.6 | 46.07 | -8.13 | 0 | -9.8 | -5.78 | 0 | 0 | 0 | 0 | 0 | 0 | 0 | 0 | 0 | 0 | 0 | 0 | 0 | 0 | 0 | 0 | 0 | 0 | 0 | 0 | 0 | 0 | 0 | 0 | 0 | 0 | 0 | 0 | 0
0 | 0 | 0 | 0 | 0 | 0 | 0 | 0 | 0 | 0 | 0 | 0 | 0 | 0 | 0 | 0 | 0 | 0 | 0 | 0 | 0 | 0 | 0 | 0 | 0 | 0 | 0 | 0 | 0 | 0 | 0 | 0 | 0 | 0 | 0 | 0 | 0 | 0 | 0 | 0 | 0 | 0 | 0 | 0 | 0 | 0 | 0 | 0 | 0 | 0 | 0 | 0 | 0 | 0 | 0 | 0 | 0 | 0 | 0 | 0 | 0 | 0 | 0 | 0 | 0 | 0 | 0 | 0 | 0 | 0 | 0 | 0 | 0 | 0 | 0 | 0 | 0 | 0 | 0 | 0 | 0 | 0 | 0 | 0 | -8.13 | 12.95 | -4.82 | 0 | 0 | 0 | 0 | 0 | 0 | 0 | 0 | 0 | 0 | 0 | 0 | 0 | 0 | 0 | 0 | 0 | 0 | 0 | 0 | 0 | 0 | 0 | 0 | 0 | 0 | 0 | 0 | 0 | 0 | 0
0 | 0 | 0 | 0 | 0 | 0 | 0 | 0 | 0 | 0 | 0 | 0 | 0 | 0 | 0 | 0 | 0 | 0 | 0 | 0 | 0 | 0 | 0 | 0 | 0 | 0 | 0 | 0 | 0 | 0 | 0 | 0 | 0 | 0 | 0 | 0 | 0 | 0 | 0 | 0 | 0 | 0 | 0 | 0 | 0 | 0 | 0 | 0 | 0 | 0 | 0 | 0 | 0 | 0 | 0 | 0 | 0 | 0 | 0 | 0 | 0 | 0 | 0 | 0 | 0 | 0 | 0 | 0 | 0 | 0 | 0 | 0 | 0 | 0 | 0 | 0 | 0 | 0 | 0 | 0 | 0 | 0 | 0 | 0 | 0 | -4.82 | 4.82 | 0 | 0 | 0 | 0 | 0 | 0 | 0 | 0 | 0 | 0 | 0 | 0 | 0 | 0 | 0 | 0 | 0 | 0 | 0 | 0 | 0 | 0 | 0 | 0 | 0 | 0 | 0 | 0 | 0 | 0 | 0
0 | 0 | 0 | 0 | 0 | 0 | 0 | 0 | 0 | 0 | 0 | 0 | 0 | 0 | 0 | 0 | 0 | 0 | 0 | 0 | 0 | 0 | 0 | 0 | 0 | 0 | 0 | 0 | 0 | 0 | 0 | 0 | 0 | 0 | 0 | 0 | 0 | 0 | 0 | 0 | 0 | 0 | 0 | 0 | 0 | 0 | 0 | 0 | 0 | 0 | 0 | 0 | 0 | 0 | 0 | 0 | 0 | 0 | 0 | 0 | 0 | 0 | 0 | 0 | 0 | 0 | 0 | 0 | 0 | 0 | 0 | 0 | 0 | 0 | 0 | 0 | 0 | 0 | 0 | 0 | 0 | 0 | 0 | 0 | -9.8 | 0 | 0 | 23.84 | -14.04 | 0 | 0 | 0 | 0 | 0 | 0 | 0 | 0 | 0 | 0 | 0 | 0 | 0 | 0 | 0 | 0 | 0 | 0 | 0 | 0 | 0 | 0 | 0 | 0 | 0 | 0 | 0 | 0 | 0
0 | 0 | 0 | 0 | 0 | 0 | 0 | 0 | 0 | 0 | 0 | 0 | 0 | 0 | 0 | 0 | 0 | 0 | 0 | 0 | 0 | 0 | 0 | 0 | 0 | 0 | 0 | 0 | 0 | 0 | 0 | 0 | 0 | 0 | 0 | 0 | 0 | 0 | 0 | 0 | 0 | 0 | 0 | 0 | 0 | 0 | 0 | 0 | 0 | 0 | 0 | 0 | 0 | 0 | 0 | 0 | 0 | 0 | 0 | 0 | 0 | 0 | 0 | 0 | 0 | 0 | 0 | 0 | 0 | 0 | 0 | 0 | 0 | 0 | 0 | 0 | 0 | 0 | 0 | 0 | 0 | 0 | 0 | 0 | -5.78 | 0 | 0 | -14.04 | 61.3 | -15.35 | 0 | -26.13 | 0 | 0 | 0 | 0 | 0 | 0 | 0 | 0 | 0 | 0 | 0 | 0 | 0 | 0 | 0 | 0 | 0 | 0 | 0 | 0 | 0 | 0 | 0 | 0 | 0 | 0
0 | 0 | 0 | 0 | 0 | 0 | 0 | 0 | 0 | 0 | 0 | 0 | 0 | 0 | 0 | 0 | 0 | 0 | 0 | 0 | 0 | 0 | 0 | 0 | 0 | 0 | 0 | 0 | 0 | 0 | 0 | 0 | 0 | 0 | 0 | 0 | 0 | 0 | 0 | 0 | 0 | 0 | 0 | 0 | 0 | 0 | 0 | 0 | 0 | 0 | 0 | 0 | 0 | 0 | 0 | 0 | 0 | 0 | 0 | 0 | 0 | 0 | 0 | 0 | 0 | 0 | 0 | 0 | 0 | 0 | 0 | 0 | 0 | 0 | 0 | 0 | 0 | 0 | 0 | 0 | 0 | 0 | 0 | 0 | 0 | 0 | 0 | 0 | -15.35 | 27.31 | -11.96 | 0 | 0 | 0 | 0 | 0 | 0 | 0 | 0 | 0 | 0 | 0 | 0 | 0 | 0 | 0 | 0 | 0 | 0 | 0 | 0 | 0 | 0 | 0 | 0 | 0 | 0 | 0
0 | 0 | 0 | 0 | 0 | 0 | 0 | 0 | 0 | 0 | 0 | 0 | 0 | 0 | 0 | 0 | 0 | 0 | 0 | 0 | 0 | 0 | 0 | 0 | 0 | 0 | 0 | 0 | 0 | 0 | 0 | 0 | 0 | 0 | 0 | 0 | 0 | 0 | 0 | 0 | 0 | 0 | 0 | 0 | 0 | 0 | 0 | 0 | 0 | 0 | 0 | 0 | 0 | 0 | 0 | 0 | 0 | 0 | 0 | 0 | 0 | 0 | 0 | 0 | 0 | 0 | 0 | 0 | 0 | 0 | 0 | 0 | 0 | 0 | 0 | 0 | 0 | 0 | 0 | 0 | 0 | 0 | 0 | 0 | 0 | 0 | 0 | 0 | 0 | -11.96 | 19.82 | -7.86 | 0 | 0 | 0 | 0 | 0 | 0 | 0 | 0 | 0 | 0 | 0 | 0 | 0 | 0 | 0 | 0 | 0 | 0 | 0 | 0 | 0 | 0 | 0 | 0 | 0 | 0
0 | 0 | 0 | 0 | 0 | 0 | 0 | 0 | 0 | 0 | 0 | 0 | 0 | 0 | 0 | 0 | 0 | 0 | 0 | 0 | 0 | 0 | 0 | 0 | 0 | 0 | 0 | 0 | 0 | 0 | 0 | 0 | 0 | 0 | 0 | 0 | 0 | 0 | 0 | 0 | 0 | 0 | 0 | 0 | 0 | 0 | 0 | 0 | 0 | 0 | 0 | 0 | 0 | 0 | 0 | 0 | 0 | 0 | 0 | 0 | 0 | 0 | 0 | 0 | 0 | 0 | 0 | 0 | 0 | 0 | 0 | 0 | 0 | 0 | 0 | 0 | 0 | 0 | 0 | 0 | 0 | 0 | 0 | 0 | 0 | 0 | 0 | 0 | -26.13 | 0 | -7.86 | 73.39 | -11.79 | -6.33 | 0 | 0 | 0 | 0 | 0 | -3.39 | 0 | -17.89 | 0 | 0 | 0 | 0 | 0 | 0 | 0 | 0 | 0 | 0 | 0 | 0 | 0 | 0 | 0 | 0
0 | 0 | 0 | 0 | 0 | 0 | 0 | 0 | 0 | 0 | 0 | 0 | 0 | 0 | 0 | 0 | 0 | 0 | 0 | 0 | 0 | 0 | 0 | 0 | 0 | 0 | 0 | 0 | 0 | 0 | 0 | 0 | 0 | 0 | 0 | 0 | 0 | 0 | 0 | 0 | 0 | 0 | 0 | 0 | 0 | 0 | 0 | 0 | 0 | 0 | 0 | 0 | 0 | 0 | 0 | 0 | 0 | 0 | 0 | 0 | 0 | 0 | 0 | 0 | 0 | 0 | 0 | 0 | 0 | 0 | 0 | 0 | 0 | 0 | 0 | 0 | 0 | 0 | 0 | 0 | 0 | 0 | 0 | 0 | 0 | 0 | 0 | 0 | 0 | 0 | 0 | -11.79 | 25.45 | -13.66 | 0 | 0 | 0 | 0 | 0 | 0 | 0 | 0 | 0 | 0 | 0 | 0 | 0 | 0 | 0 | 0 | 0 | 0 | 0 | 0 | 0 | 0 | 0 | 0
0 | 0 | 0 | 0 | 0 | 0 | 0 | 0 | 0 | 0 | 0 | 0 | 0 | 0 | 0 | 0 | 0 | 0 | 0 | 0 | 0 | 0 | 0 | 0 | 0 | 0 | 0 | 0 | 0 | 0 | 0 | 0 | 0 | 0 | 0 | 0 | 0 | 0 | 0 | 0 | 0 | 0 | 0 | 0 | 0 | 0 | 0 | 0 | 0 | 0 | 0 | 0 | 0 | 0 | 0 | 0 | 0 | 0 | 0 | 0 | 0 | 0 | 0 | 0 | 0 | 0 | 0 | 0 | 0 | 0 | 0 | 0 | 0 | 0 | 0 | 0 | 0 | 0 | 0 | 0 | 0 | 0 | 0 | 0 | 0 | 0 | 0 | 0 | 0 | 0 | 0 | -6.33 | -13.66 | 71.78 | -23.04 | -11.51 | 0 | 0 | 0 | -17.24 | 0 | 0 | 0 | 0 | 0 | 0 | 0 | 0 | 0 | 0 | 0 | 0 | 0 | 0 | 0 | 0 | 0 | 0
0 | 0 | 0 | 0 | 0 | 0 | 0 | 0 | 0 | 0 | 0 | 0 | 0 | 0 | 0 | 0 | 0 | 0 | 0 | 0 | 0 | 0 | 0 | 0 | 0 | 0 | 0 | 0 | 0 | 0 | 0 | 0 | 0 | 0 | 0 | 0 | 0 | 0 | 0 | 0 | 0 | 0 | 0 | 0 | 0 | 0 | 0 | 0 | 0 | 0 | 0 | 0 | 0 | 0 | 0 | 0 | 0 | 0 | 0 | 0 | 0 | 0 | 0 | 0 | 0 | 0 | 0 | 0 | 0 | 0 | 0 | 0 | 0 | 0 | 0 | 0 | 0 | 0 | 0 | 0 | 0 | 0 | 0 | 0 | 0 | 0 | 0 | 0 | 0 | 0 | 0 | 0 | 0 | -23.04 | 41.32 | -18.28 | 0 | 0 | 0 | 0 | 0 | 0 | 0 | 0 | 0 | 0 | 0 | 0 | 0 | 0 | 0 | 0 | 0 | 0 | 0 | 0 | 0 | 0
0 | 0 | 0 | 0 | 0 | 0 | 0 | 0 | 0 | 0 | 0 | 0 | 0 | 0 | 0 | 0 | 0 | 0 | 0 | 0 | 0 | 0 | 0 | 0 | 0 | 0 | 0 | 0 | 0 | 0 | 0 | 0 | 0 | 0 | 0 | 0 | 0 | 0 | 0 | 0 | 0 | 0 | 0 | 0 | 0 | 0 | 0 | 0 | 0 | 0 | 0 | 0 | 0 | 0 | 0 | 0 | 0 | 0 | 0 | 0 | 0 | 0 | 0 | 0 | 0 | 0 | 0 | 0 | 0 | 0 | 0 | 0 | 0 | 0 | 0 | 0 | 0 | 0 | 0 | -5.49 | 0 | -18.87 | 0 | 0 | 0 | 0 | 0 | 0 | 0 | 0 | 0 | 0 | 0 | -11.51 | -18.28 | 65.45 | -11.3 | 0 | 0 | 0 | 0 | 0 | 0 | 0 | 0 | 0 | 0 | 0 | 0 | 0 | 0 | 0 | 0 | 0 | 0 | 0 | 0 | 0
0 | 0 | 0 | 0 | 0 | 0 | 0 | 0 | 0 | 0 | 0 | 0 | 0 | 0 | 0 | 0 | 0 | 0 | 0 | 0 | 0 | 0 | 0 | 0 | 0 | 0 | 0 | 0 | 0 | 0 | 0 | 0 | 0 | 0 | 0 | 0 | 0 | 0 | 0 | 0 | 0 | 0 | 0 | 0 | 0 | 0 | 0 | 0 | 0 | 0 | 0 | 0 | 0 | 0 | 0 | 0 | 0 | 0 | 0 | 0 | 0 | 0 | 0 | 0 | 0 | 0 | 0 | 0 | 0 | 0 | 0 | 0 | 0 | 0 | 0 | 0 | 0 | 0 | 0 | -10.71 | 0 | 0 | 0 | 0 | 0 | 0 | 0 | 0 | 0 | 0 | 0 | 0 | 0 | 0 | 0 | -11.3 | 22.01 | 0 | 0 | 0 | 0 | 0 | 0 | 0 | 0 | 0 | 0 | 0 | 0 | 0 | 0 | 0 | 0 | 0 | 0 | 0 | 0 | 0
0 | 0 | 0 | 0 | 0 | 0 | 0 | 0 | 0 | 0 | 0 | 0 | 0 | 0 | 0 | 0 | 0 | 0 | 0 | 0 | 0 | 0 | 0 | 0 | 0 | 0 | 0 | 0 | 0 | 0 | 0 | 0 | 0 | 0 | 0 | 0 | 0 | 0 | 0 | 0 | 0 | 0 | 0 | 0 | 0 | 0 | 0 | 0 | 0 | 0 | 0 | 0 | 0 | 0 | 0 | 0 | 0 | 0 | 0 | 0 | 0 | 0 | 0 | 0 | 0 | 0 | 0 | 0 | 0 | 0 | 0 | 0 | 0 | 0 | 0 | 0 | 0 | 0 | 0 | -9.26 | 0 | 0 | 0 | 0 | 0 | 0 | 0 | 0 | 0 | 0 | 0 | 0 | 0 | 0 | 0 | 0 | 0 | 14.85 | 0 | -5.59 | 0 | 0 | 0 | 0 | 0 | 0 | 0 | 0 | 0 | 0 | 0 | 0 | 0 | 0 | 0 | 0 | 0 | 0
0 | 0 | 0 | 0 | 0 | 0 | 0 | 0 | 0 | 0 | 0 | 0 | 0 | 0 | 0 | 0 | 0 | 0 | 0 | 0 | 0 | 0 | 0 | 0 | 0 | 0 | 0 | 0 | 0 | 0 | 0 | 0 | 0 | 0 | 0 | 0 | 0 | 0 | 0 | 0 | 0 | 0 | 0 | 0 | 0 | 0 | 0 | 0 | 0 | 0 | 0 | 0 | 0 | 0 | 0 | 0 | 0 | 0 | 0 | 0 | 0 | 0 | 0 | 0 | 0 | 0 | 0 | 0 | 0 | 0 | 0 | 0 | 0 | 0 | 0 | 0 | 0 | 0 | 0 | -4.85 | 0 | 0 | 0 | 0 | 0 | 0 | 0 | 0 | 0 | 0 | 0 | 0 | 0 | 0 | 0 | 0 | 0 | 0 | 17.15 | -12.3 | 0 | 0 | 0 | 0 | 0 | 0 | 0 | 0 | 0 | 0 | 0 | 0 | 0 | 0 | 0 | 0 | 0 | 0
0 | 0 | 0 | 0 | 0 | 0 | 0 | 0 | 0 | 0 | 0 | 0 | 0 | 0 | 0 | 0 | 0 | 0 | 0 | 0 | 0 | 0 | 0 | 0 | 0 | 0 | 0 | 0 | 0 | 0 | 0 | 0 | 0 | 0 | 0 | 0 | 0 | 0 | 0 | 0 | 0 | 0 | 0 | 0 | 0 | 0 | 0 | 0 | 0 | 0 | 0 | 0 | 0 | 0 | 0 | 0 | 0 | 0 | 0 | 0 | 0 | 0 | 0 | 0 | 0 | 0 | 0 | 0 | 0 | 0 | 0 | 0 | 0 | 0 | 0 | 0 | 0 | 0 | 0 | 0 | 0 | 0 | 0 | 0 | 0 | 0 | 0 | 0 | 0 | 0 | 0 | -3.39 | 0 | -17.24 | 0 | 0 | 0 | -5.59 | -12.3 | 74.76 | -7.92 | 0 | -19.05 | -4.9 | 0 | -4.37 | 0 | 0 | 0 | 0 | 0 | 0 | 0 | 0 | 0 | 0 | 0 | 0
0 | 0 | 0 | 0 | 0 | 0 | 0 | 0 | 0 | 0 | 0 | 0 | 0 | 0 | 0 | 0 | 0 | 0 | 0 | 0 | 0 | 0 | 0 | 0 | 0 | 0 | 0 | 0 | 0 | 0 | 0 | 0 | 0 | 0 | 0 | 0 | 0 | 0 | 0 | 0 | 0 | 0 | 0 | 0 | 0 | 0 | 0 | 0 | 0 | 0 | 0 | 0 | 0 | 0 | 0 | 0 | 0 | 0 | 0 | 0 | 0 | 0 | 0 | 0 | 0 | 0 | 0 | 0 | 0 | 0 | 0 | 0 | 0 | 0 | 0 | 0 | 0 | 0 | 0 | 0 | 0 | 0 | 0 | 0 | 0 | 0 | 0 | 0 | 0 | 0 | 0 | 0 | 0 | 0 | 0 | 0 | 0 | 0 | 0 | -7.92 | 16.85 | -8.93 | 0 | 0 | 0 | 0 | 0 | 0 | 0 | 0 | 0 | 0 | 0 | 0 | 0 | 0 | 0 | 0
0 | 0 | 0 | 0 | 0 | 0 | 0 | 0 | 0 | 0 | 0 | 0 | 0 | 0 | 0 | 0 | 0 | 0 | 0 | 0 | 0 | 0 | 0 | 0 | 0 | 0 | 0 | 0 | 0 | 0 | 0 | 0 | 0 | 0 | 0 | 0 | 0 | 0 | 0 | 0 | 0 | 0 | 0 | 0 | 0 | 0 | 0 | 0 | 0 | 0 | 0 | 0 | 0 | 0 | 0 | 0 | 0 | 0 | 0 | 0 | 0 | 0 | 0 | 0 | 0 | 0 | 0 | 0 | 0 | 0 | 0 | 0 | 0 | 0 | 0 | 0 | 0 | 0 | 0 | 0 | 0 | 0 | 0 | 0 | 0 | 0 | 0 | 0 | 0 | 0 | 0 | -17.89 | 0 | 0 | 0 | 0 | 0 | 0 | 0 | 0 | -8.93 | 26.82 | 0 | 0 | 0 | 0 | 0 | 0 | 0 | 0 | 0 | 0 | 0 | 0 | 0 | 0 | 0 | 0
0 | 0 | 0 | 0 | 0 | 0 | 0 | 0 | 0 | 0 | 0 | 0 | 0 | 0 | 0 | 0 | 0 | 0 | 0 | 0 | 0 | 0 | 0 | 0 | 0 | 0 | 0 | 0 | 0 | 0 | 0 | 0 | 0 | 0 | 0 | 0 | 0 | 0 | 0 | 0 | 0 | 0 | 0 | 0 | 0 | 0 | 0 | 0 | 0 | 0 | 0 | 0 | 0 | 0 | 0 | 0 | 0 | 0 | 0 | 0 | 0 | 0 | 0 | 0 | 0 | 0 | 0 | 0 | 0 | 0 | 0 | 0 | 0 | 0 | 0 | 0 | 0 | 0 | 0 | 0 | 0 | 0 | 0 | 0 | 0 | 0 | 0 | 0 | 0 | 0 | 0 | 0 | 0 | 0 | 0 | 0 | 0 | 0 | 0 | -19.05 | 0 | 0 | 37.03 | -6.31 | -6.15 | 0 | 0 | 0 | 0 | -5.52 | 0 | 0 | 0 | 0 | 0 | 0 | 0 | 0
0 | 0 | 0 | 0 | 0 | 0 | 0 | 0 | 0 | 0 | 0 | 0 | 0 | 0 | 0 | 0 | 0 | 0 | 0 | 0 | 0 | 0 | 0 | 0 | 0 | 0 | 0 | 0 | 0 | 0 | 0 | 0 | 0 | 0 | 0 | 0 | 0 | 0 | 0 | 0 | 0 | 0 | 0 | 0 | 0 | 0 | 0 | 0 | 0 | 0 | 0 | 0 | 0 | 0 | 0 | 0 | 0 | 0 | 0 | 0 | 0 | 0 | 0 | 0 | 0 | 0 | 0 | 0 | 0 | 0 | 0 | 0 | 0 | 0 | 0 | 0 | 0 | 0 | 0 | 0 | 0 | 0 | 0 | 0 | 0 | 0 | 0 | 0 | 0 | 0 | 0 | 0 | 0 | 0 | 0 | 0 | 0 | 0 | 0 | -4.9 | 0 | 0 | -6.31 | 37.67 | -26.46 | 0 | 0 | 0 | 0 | 0 | 0 | 0 | 0 | 0 | 0 | 0 | 0 | 0
0 | 0 | 0 | 0 | 0 | 0 | 0 | 0 | 0 | 0 | 0 | 0 | 0 | 0 | 0 | 0 | 0 | 0 | 0 | 0 | 0 | 0 | 0 | 0 | 0 | 0 | 0 | 0 | 0 | 0 | 0 | 0 | 0 | 0 | 0 | 0 | 0 | 0 | 0 | 0 | 0 | 0 | 0 | 0 | 0 | 0 | 0 | 0 | 0 | 0 | 0 | 0 | 0 | 0 | 0 | 0 | 0 | 0 | 0 | 0 | 0 | 0 | 0 | 0 | 0 | 0 | 0 | 0 | 0 | 0 | 0 | 0 | 0 | 0 | 0 | 0 | 0 | 0 | 0 | 0 | 0 | 0 | 0 | 0 | 0 | 0 | 0 | 0 | 0 | 0 | 0 | 0 | 0 | 0 | 0 | 0 | 0 | 0 | 0 | 0 | 0 | 0 | -6.15 | -26.46 | 70.57 | -18.28 | -5.46 | -14.22 | 0 | 0 | 0 | 0 | 0 | 0 | 0 | 0 | 0 | 0
0 | 0 | 0 | 0 | 0 | 0 | 0 | 0 | 0 | 0 | 0 | 0 | 0 | 0 | 0 | 0 | 0 | 0 | 0 | 0 | 0 | 0 | 0 | 0 | 0 | 0 | 0 | 0 | 0 | 0 | 0 | 0 | 0 | 0 | 0 | 0 | 0 | 0 | 0 | 0 | 0 | 0 | 0 | 0 | 0 | 0 | 0 | 0 | 0 | 0 | 0 | 0 | 0 | 0 | 0 | 0 | 0 | 0 | 0 | 0 | 0 | 0 | 0 | 0 | 0 | 0 | 0 | 0 | 0 | 0 | 0 | 0 | 0 | 0 | 0 | 0 | 0 | 0 | 0 | 0 | 0 | 0 | 0 | 0 | 0 | 0 | 0 | 0 | 0 | 0 | 0 | 0 | 0 | 0 | 0 | 0 | 0 | 0 | 0 | -4.37 | 0 | 0 | 0 | 0 | -18.28 | 28.11 | -5.46 | 0 | 0 | 0 | 0 | 0 | 0 | 0 | 0 | 0 | 0 | 0
0 | 0 | 0 | 0 | 0 | 0 | 0 | 0 | 0 | 0 | 0 | 0 | 0 | 0 | 0 | 0 | 0 | 0 | 0 | 0 | 0 | 0 | 0 | 0 | 0 | 0 | 0 | 0 | 0 | 0 | 0 | 0 | 0 | 0 | 0 | 0 | 0 | 0 | 0 | 0 | 0 | 0 | 0 | 0 | 0 | 0 | 0 | 0 | 0 | 0 | 0 | 0 | 0 | 0 | 0 | 0 | 0 | 0 | 0 | 0 | 0 | 0 | 0 | 0 | 0 | 0 | 0 | 0 | 0 | 0 | 0 | 0 | 0 | 0 | 0 | 0 | 0 | 0 | 0 | 0 | 0 | 0 | 0 | 0 | 0 | 0 | 0 | 0 | 0 | 0 | 0 | 0 | 0 | 0 | 0 | 0 | 0 | 0 | 0 | 0 | 0 | 0 | 0 | 0 | -5.46 | -5.46 | 10.92 | 0 | 0 | 0 | 0 | 0 | 0 | 0 | 0 | 0 | 0 | 0
0 | 0 | 0 | 0 | 0 | 0 | 0 | 0 | 0 | 0 | 0 | 0 | 0 | 0 | 0 | 0 | 0 | 0 | 0 | 0 | 0 | 0 | 0 | 0 | 0 | 0 | 0 | 0 | 0 | 0 | 0 | 0 | 0 | 0 | 0 | 0 | 0 | 0 | 0 | 0 | 0 | 0 | 0 | 0 | 0 | 0 | 0 | 0 | 0 | 0 | 0 | 0 | 0 | 0 | 0 | 0 | 0 | 0 | 0 | 0 | 0 | 0 | 0 | 0 | 0 | 0 | 0 | 0 | 0 | 0 | 0 | 0 | 0 | 0 | 0 | 0 | 0 | 0 | 0 | 0 | 0 | 0 | 0 | 0 | 0 | 0 | 0 | 0 | 0 | 0 | 0 | 0 | 0 | 0 | 0 | 0 | 0 | 0 | 0 | 0 | 0 | 0 | 0 | 0 | -14.22 | 0 | 0 | 48.94 | -34.72 | 0 | 0 | 0 | 0 | 0 | 0 | 0 | 0 | 0
0 | 0 | 0 | 0 | 0 | 0 | 0 | 0 | 0 | 0 | 0 | 0 | 0 | 0 | 0 | 0 | 0 | 0 | 0 | 0 | 0 | 0 | 0 | 0 | 0 | 0 | 0 | 0 | 0 | 0 | 0 | 0 | 0 | 0 | 0 | 0 | 0 | 0 | 0 | 0 | 0 | 0 | 0 | 0 | 0 | 0 | 0 | 0 | 0 | 0 | 0 | 0 | 0 | 0 | 0 | 0 | 0 | 0 | 0 | 0 | 0 | 0 | 0 | 0 | 0 | 0 | 0 | 0 | 0 | 0 | 0 | 0 | 0 | 0 | 0 | 0 | 0 | 0 | 0 | 0 | 0 | 0 | 0 | 0 | 0 | 0 | 0 | 0 | 0 | 0 | 0 | 0 | 0 | 0 | 0 | 0 | 0 | 0 | 0 | 0 | 0 | 0 | 0 | 0 | 0 | 0 | 0 | -34.72 | 47.84 | -13.12 | 0 | 0 | 0 | 0 | 0 | 0 | 0 | 0
0 | 0 | 0 | 0 | 0 | 0 | 0 | 0 | 0 | 0 | 0 | 0 | 0 | 0 | 0 | 0 | 0 | 0 | 0 | 0 | 0 | 0 | 0 | 0 | 0 | 0 | 0 | 0 | 0 | 0 | 0 | 0 | 0 | 0 | 0 | 0 | 0 | 0 | 0 | 0 | 0 | 0 | 0 | 0 | 0 | 0 | 0 | 0 | 0 | 0 | 0 | 0 | 0 | 0 | 0 | 0 | 0 | 0 | 0 | 0 | 0 | 0 | 0 | 0 | 0 | 0 | 0 | 0 | 0 | 0 | 0 | 0 | 0 | 0 | 0 | 0 | 0 | 0 | 0 | 0 | 0 | 0 | 0 | 0 | 0 | 0 | 0 | 0 | 0 | 0 | 0 | 0 | 0 | 0 | 0 | 0 | 0 | 0 | 0 | 0 | 0 | 0 | -5.52 | 0 | 0 | 0 | 0 | 0 | -13.12 | 47.51 | -13.25 | -15.62 | 0 | 0 | 0 | 0 | 0 | 0
0 | 0 | 0 | 0 | 0 | 0 | 0 | 0 | 0 | 0 | 0 | 0 | 0 | 0 | 0 | 0 | 0 | 0 | 0 | 0 | 0 | 0 | 0 | 0 | 0 | 0 | 0 | 0 | 0 | 0 | 0 | 0 | 0 | 0 | 0 | 0 | 0 | 0 | 0 | 0 | 0 | 0 | 0 | 0 | 0 | 0 | 0 | 0 | 0 | 0 | 0 | 0 | 0 | 0 | 0 | 0 | 0 | 0 | 0 | 0 | 0 | 0 | 0 | 0 | 0 | 0 | 0 | 0 | 0 | 0 | 0 | 0 | 0 | 0 | 0 | 0 | 0 | 0 | 0 | 0 | 0 | 0 | 0 | 0 | 0 | 0 | 0 | 0 | 0 | 0 | 0 | 0 | 0 | 0 | 0 | 0 | 0 | 0 | 0 | 0 | 0 | 0 | 0 | 0 | 0 | 0 | 0 | 0 | 0 | -13.25 | 13.25 | 0 | 0 | 0 | 0 | 0 | 0 | 0
0 | 0 | 0 | 0 | 0 | 0 | 0 | 0 | 0 | 0 | 0 | 0 | 0 | 0 | 0 | 0 | 0 | 0 | 0 | 0 | 0 | 0 | 0 | 0 | 0 | 0 | 0 | 0 | 0 | 0 | 0 | 0 | 0 | 0 | 0 | 0 | 0 | 0 | 0 | 0 | 0 | 0 | 0 | 0 | 0 | 0 | 0 | 0 | 0 | 0 | 0 | 0 | 0 | 0 | 0 | 0 | 0 | 0 | 0 | 0 | 0 | 0 | 0 | 0 | 0 | 0 | 0 | 0 | 0 | 0 | 0 | 0 | 0 | 0 | 0 | 0 | 0 | 0 | 0 | 0 | 0 | 0 | 0 | 0 | 0 | 0 | 0 | 0 | 0 | 0 | 0 | 0 | 0 | 0 | 0 | 0 | 0 | 0 | 0 | 0 | 0 | 0 | 0 | 0 | 0 | 0 | 0 | 0 | 0 | -15.62 | 0 | 15.62 | 0 | 0 | 0 | 0 | 0 | 0
0 | 0 | 0 | 0 | 0 | 0 | 0 | 0 | 0 | 0 | 0 | 0 | 0 | 0 | 0 | 0 | -33.22 | 0 | 0 | 0 | 0 | 0 | 0 | 0 | 0 | 0 | 0 | 0 | 0 | 0 | 0 | -4.93 | 0 | 0 | 0 | 0 | 0 | 0 | 0 | 0 | 0 | 0 | 0 | 0 | 0 | 0 | 0 | 0 | 0 | 0 | 0 | 0 | 0 | 0 | 0 | 0 | 0 | 0 | 0 | 0 | 0 | 0 | 0 | 0 | 0 | 0 | 0 | 0 | 0 | 0 | 0 | 0 | 0 | 0 | 0 | 0 | 0 | 0 | 0 | 0 | 0 | 0 | 0 | 0 | 0 | 0 | 0 | 0 | 0 | 0 | 0 | 0 | 0 | 0 | 0 | 0 | 0 | 0 | 0 | 0 | 0 | 0 | 0 | 0 | 0 | 0 | 0 | 0 | 0 | 0 | 0 | 0 | 38.15 | 0 | 0 | 0 | 0 | 0
0 | 0 | 0 | 0 | 0 | 0 | 0 | 0 | 0 | 0 | 0 | 0 | 0 | 0 | 0 | 0 | 0 | 0 | 0 | 0 | 0 | 0 | 0 | 0 | 0 | 0 | 0 | 0 | 0 | 0 | 0 | -16.34 | 0 | 0 | 0 | 0 | 0 | 0 | 0 | 0 | 0 | 0 | 0 | 0 | 0 | 0 | 0 | 0 | 0 | 0 | 0 | 0 | 0 | 0 | 0 | 0 | 0 | 0 | 0 | 0 | 0 | 0 | 0 | 0 | 0 | 0 | 0 | 0 | 0 | 0 | 0 | 0 | 0 | 0 | 0 | 0 | 0 | 0 | 0 | 0 | 0 | 0 | 0 | 0 | 0 | 0 | 0 | 0 | 0 | 0 | 0 | 0 | 0 | 0 | 0 | 0 | 0 | 0 | 0 | 0 | 0 | 0 | 0 | 0 | 0 | 0 | 0 | 0 | 0 | 0 | 0 | 0 | 0 | 112.49 | -96.15 | 0 | 0 | 0
0 | 0 | 0 | 0 | 0 | 0 | 0 | 0 | 0 | 0 | 0 | 0 | 0 | 0 | 0 | 0 | 0 | 0 | 0 | 0 | 0 | 0 | 0 | 0 | 0 | 0 | -13.5 | 0 | 0 | 0 | 0 | 0 | 0 | 0 | 0 | 0 | 0 | 0 | 0 | 0 | 0 | 0 | 0 | 0 | 0 | 0 | 0 | 0 | 0 | 0 | 0 | 0 | 0 | 0 | 0 | 0 | 0 | 0 | 0 | 0 | 0 | 0 | 0 | 0 | 0 | 0 | 0 | 0 | 0 | 0 | 0 | 0 | 0 | 0 | 0 | 0 | 0 | 0 | 0 | 0 | 0 | 0 | 0 | 0 | 0 | 0 | 0 | 0 | 0 | 0 | 0 | 0 | 0 | 0 | 0 | 0 | 0 | 0 | 0 | 0 | 0 | 0 | 0 | 0 | 0 | 0 | 0 | 0 | 0 | 0 | 0 | 0 | 0 | -96.15 | 109.65 | 0 | 0 | 0
0 | 0 | 0 | 0 | 0 | 0 | 0 | 0 | 0 | 0 | 0 | 0 | 0 | 0 | 0 | 0 | 0 | 0 | 0 | 0 | 0 | 0 | 0 | 0 | 0 | 0 | 0 | 0 | 0 | 0 | 0 | 0 | 0 | 0 | 0 | 0 | 0 | 0 | 0 | 0 | 0 | 0 | 0 | 0 | 0 | 0 | 0 | 0 | 0 | 0 | 0 | 0 | 0 | 0 | 0 | 0 | 0 | 0 | 0 | 0 | 0 | 0 | 0 | 0 | 0 | 0 | 0 | -246.91 | 0 | 0 | 0 | 0 | 0 | 0 | 0 | 0 | 0 | 0 | 0 | 0 | 0 | 0 | 0 | 0 | 0 | 0 | 0 | 0 | 0 | 0 | 0 | 0 | 0 | 0 | 0 | 0 | 0 | 0 | 0 | 0 | 0 | 0 | 0 | 0 | 0 | 0 | 0 | 0 | 0 | 0 | 0 | 0 | 0 | 0 | 0 | 246.91 | 0 | 0
0 | 0 | 0 | 0 | 0 | 0 | 0 | 0 | 0 | 0 | 0 | -7.14 | 0 | 0 | 0 | 0 | 0 | 0 | 0 | 0 | 0 | 0 | 0 | 0 | 0 | 0 | 0 | 0 | 0 | 0 | 0 | 0 | 0 | 0 | 0 | 0 | 0 | 0 | 0 | 0 | 0 | 0 | 0 | 0 | 0 | 0 | 0 | 0 | 0 | 0 | 0 | 0 | 0 | 0 | 0 | 0 | 0 | 0 | 0 | 0 | 0 | 0 | 0 | 0 | 0 | 0 | 0 | 0 | 0 | 0 | 0 | 0 | 0 | 0 | 0 | 0 | 0 | 0 | 0 | 0 | 0 | 0 | 0 | 0 | 0 | 0 | 0 | 0 | 0 | 0 | 0 | 0 | 0 | 0 | 0 | 0 | 0 | 0 | 0 | 0 | 0 | 0 | 0 | 0 | 0 | 0 | 0 | 0 | 0 | 0 | 0 | 0 | 0 | 0 | 0 | 0 | 7.14 | 0
0 | 0 | 0 | 0 | 0 | 0 | 0 | 0 | 0 | 0 | 0 | 0 | 0 | 0 | 0 | 0 | 0 | 0 | 0 | 0 | 0 | 0 | 0 | 0 | 0 | 0 | 0 | 0 | 0 | 0 | 0 | 0 | 0 | 0 | 0 | 0 | 0 | 0 | 0 | 0 | 0 | 0 | 0 | 0 | 0 | 0 | 0 | 0 | 0 | 0 | 0 | 0 | 0 | 0 | 0 | 0 | 0 | 0 | 0 | 0 | 0 | 0 | 0 | 0 | 0 | 0 | 0 | 0 | 0 | 0 | 0 | 0 | 0 | 0 | -20.79 | -18.38 | 0 | 0 | 0 | 0 | 0 | 0 | 0 | 0 | 0 | 0 | 0 | 0 | 0 | 0 | 0 | 0 | 0 | 0 | 0 | 0 | 0 | 0 | 0 | 0 | 0 | 0 | 0 | 0 | 0 | 0 | 0 | 0 | 0 | 0 | 0 | 0 | 0 | 0 | 0 | 0 | 0 | 39.17

## Measurement Data
Data
-3.821e-13
-11.7071
-39.2929
-104.0439
-69.188
87.4164
35.4164
-450
338.4462
-450
65.0439
77.7979
36.1273
-31.7071
-9.1049
16.4164
36.7144
20.2084
2.7144
6.2084
9.5233
-106.0191
-15.4767
81.3031
21.3031
-11.172
13.2729
-29.172
-43.172
-53.172
19.8775
-169.2736
88.8743
139.6007
33.1119
16.1119
227.9741
83.5538
225.1257
13.1407
-7.8881
89.2241
-30.7474
14.0405
11.6691
0.74796
0.65154
-33.6515
-11.3309
30.3485
-92.101
239.0785
56.1117
45.8833
80.7054
29.1117
18.1038
-9.1088
-18.8962
-14.4995
3.5005
-30.4995
-34.5336
-29.3161
-14.2175
-11.0516
-62.0025
-62.0025
-48.9659
-34.2175
51.5328
63.7152
28.2467
10.2467
-12.7533
36.3568
36.1466
7.0185
18.1216
-21.4116
-22.5328
34.5328
-6.4685
18.4685
-30.3899
-28.43
-29.8587
-34.57
-43.8825
-52.5487
-112.4817
-9.4008
26.3697
148.8173
-148.8173
31.4001
-158.3731
-180.2175
-123.1327
-123.1327
-36.5726
-23.4585
-18.7036
51.4585
71.1131
-52.2645
-42.726
-117.3
102.5929
0.039352
11.1618
6.8382
5.1618
6
20.2386
5.2318
112.9457
-47.7614
-53.4472
88.5707
-24.1366
47.7928
-23.2072
-89.7897
-41.4548
-62.2072
4.4131
4.4131
33.4386
-10.5343
-11.0821
-19.4522
-22.0821
17
-4
-31.3636
-51.1706
-79.3636
53.7
101.2428
-8.0572
141.0346
45.0883
-18.0572
33.5209
27.97
21.5209
23.8639
36.6526
-10.0271
0.50215
44.0086
43.3353
33.965
14.0206
-4.8751
-18.1361
-29.0086
9.3353
-8.035
-0.55426
27.5543
-22.5543
113.8342
54.0247
31.8649
42.1877
58.141
47.8896
8.5779
26.2811
24.2183
23.7189
22.2183
56.7817
14.2183
-36
68
1.0345
4.9655
8.5517
21.4483
0.55173
184
20
47.5528
-14.5528
11.7071
39.2929
104.0439
69.188
-87.4164
-35.4164
450
-338.4462
450
-65.0439
-77.7979
-36.1273
31.7071
9.1049
-16.4164
-36.7144
-20.2084
-2.7144
-6.2084
-9.5233
106.0191
15.4767
-81.3031
-21.3031
11.172
-13.2729
29.172
43.172
53.172
-19.8775
169.2736
-88.8743
-139.6007
-33.1119
-16.1119
-227.9741
-83.5538
-225.1257
-13.1407
7.8881
-89.2241
30.7474
-14.0405
-11.6691
-0.74796
-0.65154
33.6515
11.3309
-30.3485
92.101
-239.0785
-56.1117
-45.8833
-80.7054
-29.1117
-18.1038
9.1088
18.8962
14.4995
-3.5005
30.4995
34.5336
29.3161
14.2175
11.0516
62.0025
62.0025
48.9659
34.2175
-51.5328
-63.7152
-28.2467
-10.2467
12.7533
-36.3568
-36.1466
-7.0185
-18.1216
21.4116
22.5328
-34.5328
6.4685
-18.4685
30.3899
28.43
29.8587
34.57
43.8825
52.5487
112.4817
9.4008
-26.3697
-148.8173
148.8173
-31.4001
158.3731
180.2175
123.1327
123.1327
36.5726
23.4585
18.7036
-51.4585
-71.1131
52.2645
42.726
117.3
-102.5929
-0.039352
-11.1618
-6.8382
-5.1618
-6
-20.2386
-5.2318
-112.9457
47.7614
53.4472
-88.5707
24.1366
-47.7928
23.2072
89.7897
41.4548
62.2072
-4.4131
-4.4131
-33.4386
10.5343
11.0821
19.4522
22.0821
-17
4
31.3636
51.1706
79.3636
-53.7
-101.2428
8.0572
-141.0346
-45.0883
18.0572
-33.5209
-27.97
-21.5209
-23.8639
-36.6526
10.0271
-0.50215
-44.0086
-43.3353
-33.965
-14.0206
4.8751
18.1361
29.0086
-9.3353
8.035
0.55426
-27.5543
22.5543
-113.8342
-54.0247
-31.8649
-42.1877
-58.141
-47.8896
-8.5779
-26.2811
-24.2183
-23.7189
-22.2183
-56.7817
-14.2183
36
-68
-1.0345
-4.9655
-8.5517
-21.4483
-0.55173
-184
-20
-47.5528
14.5528
-51
-20
-39
-39
1.5916e-12
-52
-19
-28
2.5011e-12
450
-70
38
-34
-14
-90
-25
-11
-60
-45
-18
-14
-10
-7
-13
220
314
-71
-17
-24
1.1369e-12
-36
-59
-23
-59
-33
-31
-1.1227e-12
-1.4211e-12
-27
-66
-37
-96
-18
-16
-53
-9
-34
-20
117
-17
-17
-18
-23
-65
-63
-84
-12
-12
-122
-78
160
-77
2.0464e-12
-5.2296e-12
391
353
-28
1.819e-12
516.4
-66
1.1369e-12
-12
-6
-68
-47
-68
-61
-71
-39
347
2.2737e-12
-54
-20
-11
-24
-21
4
-48
471.6
-163
-10
-65
-12
-30
-42
-38
-15
-34
-42
215
-22
-5
17
-38
-31
-43
-50
-2
-8
-39
36
-68
-6
-8
-22
-184
-20
-33

## Bus Data
Bus number | Load | Generation | Bus Power
1 | 51 | 0 | -51
2 | 20 | 0 | -20
3 | 39 | 0 | -39
4 | 30 | -9 | -39
5 | 0 | 0 | 0
6 | 52 | 0 | -52
7 | 19 | 0 | -19
8 | 0 | -28 | -28
9 | 0 | 0 | 0
10 | 0 | 450 | 450
11 | 70 | 0 | -70
12 | 47 | 85 | 38
13 | 34 | 0 | -34
14 | 14 | 0 | -14
15 | 90 | 0 | -90
16 | 25 | 0 | -25
17 | 11 | 0 | -11
18 | 60 | 0 | -60
19 | 45 | 0 | -45
20 | 18 | 0 | -18
21 | 14 | 0 | -14
22 | 10 | 0 | -10
23 | 7 | 0 | -7
24 | 0 | -13 | -13
25 | 0 | 220 | 220
26 | 0 | 314 | 314
27 | 62 | -9 | -71
28 | 17 | 0 | -17
29 | 24 | 0 | -24
30 | 0 | 0 | 0
31 | 43 | 7 | -36
32 | 59 | 0 | -59
33 | 23 | 0 | -23
34 | 59 | 0 | -59
35 | 33 | 0 | -33
36 | 31 | 0 | -31
37 | 0 | 0 | 0
38 | 0 | 0 | 0
39 | 27 | 0 | -27
40 | 20 | -46 | -66
41 | 37 | 0 | -37
42 | 37 | -59 | -96
43 | 18 | 0 | -18
44 | 16 | 0 | -16
45 | 53 | 0 | -53
46 | 28 | 19 | -9
47 | 34 | 0 | -34
48 | 20 | 0 | -20
49 | 87 | 204 | 117
50 | 17 | 0 | -17
51 | 17 | 0 | -17
52 | 18 | 0 | -18
53 | 23 | 0 | -23
54 | 113 | 48 | -65
55 | 63 | 0 | -63
56 | 84 | 0 | -84
57 | 12 | 0 | -12
58 | 12 | 0 | -12
59 | 277 | 155 | -122
60 | 78 | 0 | -78
61 | 0 | 160 | 160
62 | 77 | 0 | -77
63 | 0 | 0 | 0
64 | 0 | 0 | 0
65 | 0 | 391 | 391
66 | 39 | 392 | 353
67 | 28 | 0 | -28
68 | 0 | 0 | 0
69 | 0 | 516.4 | 516.4
70 | 66 | 0 | -66
71 | 0 | 0 | 0
72 | 0 | -12 | -12
73 | 0 | -6 | -6
74 | 68 | 0 | -68
75 | 47 | 0 | -47
76 | 68 | 0 | -68
77 | 61 | 0 | -61
78 | 71 | 0 | -71
79 | 39 | 0 | -39
80 | 130 | 477 | 347
81 | 0 | 0 | 0
82 | 54 | 0 | -54
83 | 20 | 0 | -20
84 | 11 | 0 | -11
85 | 24 | 0 | -24
86 | 21 | 0 | -21
87 | 0 | 4 | 4
88 | 48 | 0 | -48
89 | 0 | 471.6 | 471.6
90 | 78 | -85 | -163
91 | 0 | -10 | -10
92 | 65 | 0 | -65
93 | 12 | 0 | -12
94 | 30 | 0 | -30
95 | 42 | 0 | -42
96 | 38 | 0 | -38
97 | 15 | 0 | -15
98 | 34 | 0 | -34
99 | 0 | -42 | -42
100 | 37 | 252 | 215
101 | 22 | 0 | -22
102 | 5 | 0 | -5
103 | 23 | 40 | 17
104 | 38 | 0 | -38
105 | 31 | 0 | -31
106 | 43 | 0 | -43
107 | 28 | -22 | -50
108 | 2 | 0 | -2
109 | 8 | 0 | -8
110 | 39 | 0 | -39
111 | 0 | 36 | 36
112 | 25 | -43 | -68
113 | 0 | -6 | -6
114 | 8 | 0 | -8
115 | 22 | 0 | -22
116 | 0 | -184 | -184
117 | 20 | 0 | -20
118 | 33 | 0 | -33